## Worked Example
Worked example - hypothetical procurement scenario
This hypothetical scenario has been used to give an example of how this template can be used. There is an accompanying explanatory notes document with more information. Your agency has engaged a contractor to design and construct a new building. In the contract, the contractor is required to use the Whole-of-Life Cost Calculator to assess major design and construction decisions. The contractor has identified three façade options that meet the sustainable building requirements outlined by your agency in the contract.

## Instructions
Template 3: Whole-of-Life Cost Calculator
Objective
This template should be used in conjunction with the NSW Department of Climate Change, Energy, the Environment and Water's Guide to environmentally sustainable procurement. The purchase price of a product is only a fraction of its total lifetime costs. Whole-of-life costing enables comparisons between long-term costs, beyond the initial purchase price. This template can assist you to conduct a whole-of-life costing exercise on your procurement options or preferred choice. This assessment will determine whether the options fit within the cost constraints of your agency. It accounts for the comprehensive cost of the options, and includes an optional life cycle GHG emission assessment that incorporates the economic cost of carbon emissions. You can use this template during the Plan and/or Source stage of the procurement process. Note that data availability and the level of accuracy will improve as you move through the procurement process, and therefore it is recommended to consider updating analysis undertaken during procurement planning. The outcome of the calculation should then be incorporated into the broader financial and non-financial evaluation process.
Directions
How to use the template
What type of options can be compared using this calculator?
The calculator can evaluate up to five options, which allows for the comparison of up to five different tenderers or the comparison of five different options within a single tenderer’s offer. The Net Financial Cost is presented for each option, enabling options to be assessed individually or in comparison with one another.
Sheet 1 - Applicability to whole-of-life cost calculation
Whole-of-life costing is more appropriate for some procurements than others. The 'Applicability' sheet provides an overview of the applicability of certain procurement types to whole-of-life cost calculation. This will inform the user on how best to use the calculator and focus efforts in procurement.
Sheet 2 and 3 - Inputs
The user is required to input key parameters for each option to calculate whole-of-life cost results. These inputs can be obtained through various data collection methods, such as literature review, research, benchmarking from previous projects or procurements, requesting information from tenderers, or by providing the template to the tenderer to complete. The inputs include:
Sheet 2 - General parameters
These parameters refer to general aspects of the calculator, for example: the duration and timing of each life cycle stage, the discount rate, etc.
Sheet 3 - Option-specific inputs
These inputs refer to aspects of the procurement that are specific to the option, for example: cost data, amounts, cost rates.
Review the assumptions on the sheet, and a space is included to list any of your own assumptions used. This tool will automatically calculate greenhouse gas emissions for any data that is input on electricity consumption, and then these are included in the results along with the monetised value of emissions. Optionally, you can also add further carbon emission data beyond electricity. However, this will need to be calculated separately and then input as an amount of emissions (t CO2-e). The following resources are useful sources of guidance if conducting more detailed calculations on carbon emissions:
1 - National Greenhouse Account Factors published annually by the Commonwealth Department of Climate Change, Energy, Environment and Water1
2 - Embodied Carbon Measurement in Infrastructure: Technical Guidance from Infrastructure NSW2
Sheet 4 - Calculation
The 'Calculation' sheet analyses the inputs and produces relevant outputs. This sheet is not intended to be edited by the user. The sheet is unhidden, providing transparency that allows the user to verify that the results align with their expectations based on the inputs and assumptions provided.
Sheet 5 - Results
The 'Results' sheet displays the outputs of the whole-of-life cost calculation in three different formats. The results are displayed for each product that the user has entered relevant inputs.
1 - Statistics
Key output statistics will be displayed, including the net value of the whole-of-life costs and the net present value of the whole-of-life costs.
2 - Charts
Charts will be displayed to illustrate the trend and pattern of the procurement costs over the whole-of-life.
3 - Cash Flow
The entire cash flow will be displayed for each procurement entry per annum.
4 - Carbon emissions
The carbon emissions are presented alongside the financial results for each option. The carbon emissions are estimated in both tonnes of carbon emitted and the economic cost of these emissions. It should be noted that the economic cost of carbon is an environmental externality not a direct financial cost (i.e. it is not a cost borne by the organisation implementing the project) and is therefore not additive to the financial outcomes. It can be used as another criteria for determining the best option alongside the financial appraisal results.
Sheet 5 - Dynamic Charts
The 'Dynamic Charts' sheet is hidden and is used to process the results data into the dynamic charts on the 'Results' sheet.
Key parameter information
Discounting - Definition
Discounting is the process of determining the present value of a cash flow that will occur over time into the future. The process is required because due to the time value of money, a dollar is worth more today than it would be worth tomorrow and therefore cashflows in the future need to be adjusted to allow like-for-like comparison. There are two types of discounting, economic and financial. The economic discount rate is not applicable to the calculator and should not be used. Discounting, using a financial discount rate as this is a financial assessment tool, is appropriate when comparing financial outcomes across options as it allows the calculation of Net Present Value (NPV). NPV is a measure of each option's total cost in today's terms. When to use financial discounting: • Discounting must be applied when comparing options against one another to understand the financial implications of these options across their whole of life • Discounting can be turned off when developing inputs into agency budgets, for example preparing a financial impact statement.
Discount rate
As per NSW Treasury guidelines, the financial discount rate varies across projects and should be decided based on the financial risk of the project. This template has a placeholder value as a general parameter based on IPART's August 2024 biannual Weight Average Capital Cost (WACC) update (https://www.ipart.nsw.gov.au/sites/default/files/cm9_documents/Fact-sheet-WACC-Biannual-Update-August-2024.PDF), however the user should use a financial discount rate specific to the procurement being evaluated or confirm that the use of the latest IPART rate is acceptable.
Escalation - Definition
Escalation is the process of adjusting future cashflows to account for the effects of inflation. Escalation is required by NSW Treasury for financial appraisals, like the comparison of options in this tool, so that values that occur over time into the future are presented in nominal terms. A financial value without escalation is referred to as a 'real' value, while a financial value that has had escalation applied is a 'nominal' value. When doing whole of life cost analysis, there are few scenarios where escalation should be turned off.
All groups Australia latest CPI
The carbon values provided by the NSW Government are valued in $2024 terms. To correctly assess the economic value of carbon of each option these values must be escalated into the the value of the base year. To do this, go to the Consumer Price Index on the ABS website (https://www.abs.gov.au/statistics/economy/price-indexes-and-inflation/consumer-price-index-australia/dec-quarter-2024) and download "TABLES 1 and 2. CPI: All Groups, Index Numbers and Percentage Changes". Open the file, and clock on cell E20 for "A2325846C". Move to the bottom of column J and input the latest value into G39 on the General Parameters tab. This will update the carbon values to the correct value.
Cell Colour Guide
| User Input |  |  | User input
| Link or lookup from another sheet |  |  | Linked cell
| Calculation |  |  | Internal calculation
| Calculation repeated across multiple cells |  |  | Dragged calculation
| Subtotal |  |  | Subtotal
| Total or key output |  |  | Final outcome
| Explanatory text |  |  | Explanatory text
Document control
Document version control
Date | Change Description | Author | Version
December 2024 | Initial version for public release | DCCEEW | 1
May 2025 | Updated carbon values and added clarification regarding discount rate. Operational and maintenance calculation bug fixes added. Added additional reference for electricity costs. Instructions and reference labels updated | DCCEEW | 1.1

## Applicability
This sheet provides an overview of the applicability of certain procurement types to whole-of-life cost calculation, and discusses the use of financial and economic values in this calculator.
1. Applicability to whole-of-life cost calculation
Whole-of-life cost calculation is of more use in some procurements than others and this is generally where there is an opportunity to influence ongoing operating expenditure for the NSW Government. The effort undertaken for whole-of-life cost calculation should be proportionate to the potential cost savings. The table below provides guidance and examples for when whole-of-life cost calculation is appropriate in procurement:
| Item | Example | Appropriate | Somewhat appropriate | Limited relevance | Considerations
| Good, with significant expected operating costs | Energy consuming equipment and appliances | ⚫ |  |  | There may be potential to reduce operating expenditure by procuring more energy efficient or longer lasting products.
| Good, with unknown or potentially significant operating costs | Uniforms |  | ⚫ |  | If the time and resources required to conduct whole-of-life cost calculation is greater than the benefit that will be derived from understanding the results, it is not appropriate.
| Good, with limited or no potential to influence operating expenditure | Paper |  |  | ⚫ | As the acquisition cost is the primary consideration, whole-of-life costing is unnecessary.
| Services, with low potential to impact other operating costs | Cleaning services for facilities |  | ⚫ |  | Services contracts may have ongoing expenditure such as for licence renewal fees, staff training, subscription fees or administrative overheads.
| Construction services for capital projects with significant ongoing operating costs | Lighting solution |  | ⚫ |  | For capital infrastructure projects, please refer to NSW Decarbonising Infrastructure Delivery Policy and its measurement and guidance tools. However, this template could be used for part of a capital infrastructure project such as determining the optimal lighting solution.
| Construction services for capital projects with little or no impact on ongoing operating expenditure | Bulk earthworks or enabling works as part of larger programs |  |  | ⚫ | Some construction services contracts will have little impact on ongoing asset operating costs, and therefore whole-of-life cost calculation will provide little benefit.
2. Note on economic modelling
This whole-of-life cost calculator primarily considers financial costs, with the exception of the economic cost of carbon. The cost of carbon is an environmental externality and represents a quantified value of carbon equivalent emissions. Care should be taken when interpreting the results in order to determine accurate analytical outcomes.

## General parameters
This sheet requires the user to select between discounting modes (undiscounted/discounted) and escalation modes (escalated/unescalated). The sheet also contains general parameter assumptions that should be reviewed and updated by the user.
1. Calculator switches
| Discounting switch | See instructions for explanation of discounting. | Discounted
| Escalation switch | See instructions for explanation of escalation. | Escalated
2. General parameters
| Parameters | Unit | Value
a | Calculation parameters
| Base year (FY starting) | Year | 2025-07-01
| Duration of calculation (number of years) | Number of years | 11
b | Discount and escalation parameters
| Year (FY starting) | NSW Treasury economic performance and outlook, Sydney CPI3 | 2024-07-01 | 2025-07-01 | 2026-07-01 | Long term average
| Cost escalation | Per cent per annum | 3% | 2.75% | 2.5% | 2.5%
| Financial discount rate | Per cent per annum | 6.8% | Placeholder value. See instructions.
c | Carbon parameters
| Emissions factor from consumption of purchased or acquired electricity | kg CO2-E / kWh | 0.73 | Source: DCCEEW Australian National Greenhouse Accounts Factors, August 2023 (Table 1, NSW and ACT, Scope 2 plus Scope 3)1
| Year (FY starting) | Year | 2024-07-01 | 2025-07-01 | 2026-07-01 | 2027-07-01 | 2028-07-01 | 2029-07-01 | 2030-07-01 | 2031-07-01 | 2032-07-01 | 2033-07-01 | 2034-07-01 | 2035-07-01 | 2036-07-01 | 2037-07-01 | Long term growth rate
| Carbon emissions value per tonne | AUD $ 2024, Carbon emissions in the Investment Framework TPG24-344 | 130 | 131 | 133 | 137 | 146 | 164 | 196 | 240 | 284 | 316 | 334 | 343 | 347 | 350 | 0%
| All groups Australia latest CPI | ABS Australia All Groups CPI, Jun base year/Jun-20245 | 2024-07-01: 139.4; 2025-07-01: Placeholder value. See instructions
| Index factor for carbon values |  | 2024-07-01: 1.0043
| Year (FY starting) | Year | 2024-07-01 | 2025-07-01 | 2026-07-01 | 2027-07-01 | 2028-07-01 | 2029-07-01 | 2030-07-01 | 2031-07-01 | 2032-07-01 | 2033-07-01 | 2034-07-01 | 2035-07-01 | 2036-07-01 | 2037-07-01
| Carbon emissions value per tonne | AUD, $, indexed to the base year | 130.562 | 131.5663 | 133.5749 | 137.5922 | 146.6311 | 164.7089 | 196.8473 | 241.0375 | 285.2277 | 317.366 | 335.4438 | 344.4827 | 348.5 | 351.513
3. Assumptions
a | User assumptions
Enter text here…

## Option-specific inputs
This sheet requires the user to input parameters and inputs specific to the procurement. The inputs will cover the whole life cycle (i.e., from acquisition to end-of-life). Strategic planning prior to acquisition is omitted.
1. Option-specific inputs
| Parameter | Unit | Option 1 | Option 2 | Option 3 | Option 4 | Option 5
a | Identification
| Option title | Text | Recycled aluminium | Stone with timber ornamentation | Recycled modular panels
| Type of procurement | Category | Construction | Construction | Construction
| Useful life of product | Years | 10 | 15 | 10
b | Acquisition stage
| The total cost method directly inserts the total costs of the acquisition stage per year into the calculation. The percentage cost method calculates the percentage cost of acquisition incurred per year based on the total acquisition expenditure. To allow for easier comparison of options with different useful lives, both methods account for the end-of-life stage costs and end of asset resale revenue by discounting these values and subtracting from the acquisition cost to give an effective acquisition cost. The acquisition cost goes up if it costs more to dispose of the asset than what is gained from resale. It goes down if the resale value is higher compared to cost of disposal. The percentage cost method distributes this impact across the whole acquisition, whereas for the total cost method this impact occurs in the first year only. The effective acquisition cost is a calculated value that is used within the calculator to better compare options across whole of life, whereas the actual acquisition cost is what should be used in further financial assessment. | Please use either the total cost method or the percentage cost method for each option. The calculator will use the total cost method by default. | Total cost method | Total cost method | Percentage cost method | Total cost method | Total cost method
b.i | Percentage cost method
| Supply cost | $, AUD |  |  | 14352
| Installation cost | $, AUD |  |  | 18000
| Service cost | $, AUD |  |  | 10000
| Other costs (e.g. insurance, fees, interest, transition out costs). | $, AUD |  |  | 17200
| Effective acquisition cost (includes end-of-life stage costs) | $, AUD | 9859.2177 | 11600.9181 | 69509.0624 | 0 | 0
| Year 1 - base year (current financial year) | % | 100% | 100% | 42% | 100% | 100%
| Year 2 |  | 0% | 0% | 33% | 0% | 0%
| Year 3 |  | 0% | 0% | 0% | 0% | 0%
| Year 4 |  | 0% | 0% | 0% | 0% | 0%
| Year 5 |  | 0% | 0% | 0% | 0% | 0%
| Year 6 |  | 0% | 0% | 3% | 0% | 0%
| Year 7 |  | 0% | 0% | 5% | 0% | 0%
| Year 8 |  | 0% | 0% | 9% | 0% | 0%
| Year 9 |  | 0% | 0% | 5% | 0% | 0%
| Year 10 |  | 0% | 0% | 3% | 0% | 0%
b.ii | Total cost method
| Acquisition cost Year 1 - base year (current financial year) | $, AUD | 30589.6 | 51469
| Acquisition cost Year 2 |  | 24000 | 50000
Acquisition cost Year 3
Acquisition cost Year 4
Acquisition cost Year 5
Acquisition cost Year 6
Acquisition cost Year 7
Acquisition cost Year 8
Acquisition cost Year 9
Acquisition cost Year 10
| Effective acquisition cost Year 1 (includes end-of-life stage costs) | S | 40448.8177 | 63069.9181 | 9957.0624 | 0 | 0
| Effective acquisition cost Year 2 |  | 24000 | 50000 | 0 | 0 | 0
| Effective acquisition cost Year 3 |  | 0 | 0 | 0 | 0 | 0
| Effective acquisition cost Year 4 |  | 0 | 0 | 0 | 0 | 0
| Effective acquisition cost Year 5 |  | 0 | 0 | 0 | 0 | 0
| Effective acquisition cost Year 6 |  | 0 | 0 | 0 | 0 | 0
| Effective acquisition cost Year 7 |  | 0 | 0 | 0 | 0 | 0
| Effective acquisition cost Year 8 |  | 0 | 0 | 0 | 0 | 0
| Effective acquisition cost Year 9 |  | 0 | 0 | 0 | 0 | 0
| Effective acquisition cost Year 10 |  | 0 | 0 | 0 | 0 | 0
c | Operation stage
| Operations start year (insert number only) | First year of operations | 2 | 2 | 2
| Electricity usage in operation stage | kWh, p.a. | 0 | 0 | 0
| Proportion of renewable electricity used in operation stage | Per cent
| Electricity cost6 | $, AUD / kWh
| Renewable energy electricity cost premium | $, AUD / kWh
| Lease payment per annum | $, AUD | 0 | 0 | 0
| Operating cost per annum (excluding electricity usage) | $, AUD | 0 | 0 | 0
| Re-occurring annualised fees and charges (e.g., rent; excluding electricity usage) | $, AUD | 0 | 0 | 0
d | Maintenance stage
| Maintenance event 1: name | Text label |  | Timber façade repair | Inspections
| Maintenance event 1: start year | First year of maintenance |  | 9 | 6
| Maintenance event 1: frequency of occurrence | No. of years between occurrences |  | 20 | 1
| Maintenance event 1: cost per occurrence | $, AUD |  | 7073.45 | 1000
| Maintenance event 2: name | Text label
| Maintenance event 2: start year | First year of maintenance
| Maintenance event 2: frequency of occurrence | No. of years between occurrences
| Maintenance event 2: cost per occurrence | $, AUD
| Maintenance event 3: name | Text label
| Maintenance event 3: start year | First year of maintenance
| Maintenance event 3: frequency of occurrence | No. of years between occurrences
| Maintenance event 3: cost per occurrence | $, AUD
| Maintenance event 4: name | Text label
| Maintenance event 4: start year | First year of maintenance
| Maintenance event 4: frequency of occurrence | No. of years between occurrences
| Maintenance event 4: cost per occurrence | $, AUD
| Provision for general annual maintenance (e.g., unforeseen breakages) | $, AUD | 2200 | 1500 | 2200
e | End-of-life stage
| Cost of disposal | $, AUD | 24000 | 50000 | 18000
| Realised value of components | $, AUD | 6176.88 | 29028.3 | 0
| Residual value | $, AUD | 0 | 33823 | 0 | 0 | 0
f | Carbon dioxide equivalent emissions
| Acquisition stage carbon dioxide equivalent emissions | CO2-E p.a., tonnes, total | 3.6542 | 6.072 | 0.62928
| Operation stage carbon dioxide equivalent emissions (non-renewable electricity usage) | CO2-E, tonnes, annualised | 0 | 0 | 0 | 0 | 0
| Operation stage carbon dioxide equivalent emissions (excluding electricity usage) | CO2-E, tonnes, annualised | 0 | 0 | 0
| Maintenance event 1: carbon dioxide equivalent emissions | CO2-E p.a., tonnes, annualised |  | 0.3036 | 0
| Maintenance event 2: carbon dioxide equivalent emissions | CO2-E p.a., tonnes, annualised
| Maintenance event 3: carbon dioxide equivalent emissions | CO2-E p.a., tonnes, annualised
| Maintenance event 4: carbon dioxide equivalent emissions | CO2-E p.a., tonnes, annualised
| General annual maintenance carbon dioxide equivalent emissions | CO2-E p.a., tonnes, annualised | 0.007728 | 0 | 0.007728
| End-of-life stage carbon dioxide equivalent emissions | CO2-E p.a., tonnes, annualised | 0 | 0 | 0
3. Assumptions
a | Calculation assumptions
The operation and end-of-life stages are mutually exclusive
Acquisition occurs at Year 0, i.e., before operation
Acquisition of the product is entirely realised in Year 0, i.e., full access to the product is granted immediately. This is separate to the capital cost payment terms, which can be spread across a ten year period.
Operating costs and maintenance cost start with Year 0 as the base year, irrespective of when the capital costs are incurred.
End-of-life costs and realised value occur in the final year of usable life. Where asset life is longer than the evaluation period, then these items are accounted for in the acquisition cost (effective acquisition cost).
b | User assumptions
Enter text here…

## Calculation
This sheet analyses the inputs provided by the user and transforms them into results. It is not intended to be edited by the user but provided for transparency only.
1. Parameters
a | Calculation years
| Years (financial year starting) |  | - | time axis 2025-07-01 to 2124-07-01
| Assessment years (financial year starting) |  | - | 2025-07-01 | 2026-07-01 | 2027-07-01 | 2028-07-01 | 2029-07-01 | 2030-07-01 | 2031-07-01 | 2032-07-01 | 2033-07-01 | 2034-07-01 | 2035-07-01
| Assessment years |  | - | 2025 | 2026 | 2027 | 2028 | 2029 | 2030 | 2031 | 2032 | 2033 | 2034 | 2035
b | Discounting
| Discount factor |  |  | 1 | 0.93633 | 0.87671 | 0.82089 | 0.76863 | 0.71969 | 0.67386 | 0.63096 | 0.59079 | 0.55317 | 0.51795 | 0.48497 | 0.45409 | 0.42518 | 0.39811 | 0.37276 | 0.34903 | 0.32681 | 0.306 | 0.28651 | 0.26827 | 0.25119 | 0.2352 | 0.22022 | 0.2062 | 0.19307 | 0.18078 | 0.16927 | 0.15849 | 0.1484 | 0.13895 | 0.1301 | 0.12182 | 0.11406 | 0.1068 | 0.1 | 0.093634 | 0.087673 | 0.08209 | 0.076864 | 0.07197 | 0.067387 | 0.063097 | 0.059079 | 0.055318 | 0.051796 | 0.048498 | 0.04541 | 0.042519 | 0.039812 | 0.037277 | 0.034903 | 0.032681 | 0.0306 | 0.028652 | 0.026828 | 0.025119 | 0.02352 | 0.022023 | 0.02062 | 0.019307 | 0.018078 | 0.016927 | 0.015849 | 0.01484 | 0.013895 | 0.013011 | 0.012182 | 0.011407 | 0.01068 | 0.01 | 0.0093636 | 0.0087674 | 0.0082092 | 0.0076865 | 0.0071971 | 0.0067388 | 0.0063098 | 0.005908 | 0.0055319 | 0.0051796 | 0.0048499 | 0.0045411 | 0.0042519 | 0.0039812 | 0.0037277 | 0.0034904 | 0.0032681 | 0.0030601 | 0.0028652 | 0.0026828 | 0.002512 | 0.002352 | 0.0022023 | 0.0020621 | 0.0019308 | 0.0018078 | 0.0016927 | 0.001585 | 0.001484
c | Escalation
| Escalation factor |  |  | 1 | 1.025 | 1.0506 | 1.0769 | 1.1038 | 1.1314 | 1.1597 | 1.1887 | 1.2184 | 1.2489 | 1.2801 | 1.3121 | 1.3449 | 1.3785 | 1.413 | 1.4483 | 1.4845 | 1.5216 | 1.5597 | 1.5987 | 1.6386 | 1.6796 | 1.7216 | 1.7646 | 1.8087 | 1.8539 | 1.9003 | 1.9478 | 1.9965 | 2.0464 | 2.0976 | 2.15 | 2.2038 | 2.2589 | 2.3153 | 2.3732 | 2.4325 | 2.4933 | 2.5557 | 2.6196 | 2.6851 | 2.7522 | 2.821 | 2.8915 | 2.9638 | 3.0379 | 3.1139 | 3.1917 | 3.2715 | 3.3533 | 3.4371 | 3.523 | 3.6111 | 3.7014 | 3.7939 | 3.8888 | 3.986 | 4.0856 | 4.1878 | 4.2925 | 4.3998 | 4.5098 | 4.6225 | 4.7381 | 4.8565 | 4.978 | 5.1024 | 5.23 | 5.3607 | 5.4947 | 5.6321 | 5.7729 | 5.9172 | 6.0652 | 6.2168 | 6.3722 | 6.5315 | 6.6948 | 6.8622 | 7.0337 | 7.2096 | 7.3898 | 7.5746 | 7.7639 | 7.958 | 8.157 | 8.3609 | 8.5699 | 8.7842 | 9.0038 | 9.2289 | 9.4596 | 9.6961 | 9.9385 | 10.1869 | 10.4416 | 10.7026 | 10.9702 | 11.2445 | 11.5256
d | Carbon emissions
| Value of carbon |  | - | 131.5663 | 133.5749 | 137.5922 | 146.6311 | 164.7089 | 196.8473 | 241.0375 | 285.2277 | 317.366 | 335.4438 | 344.4827 | 348.5 | 351.513 | 351.513 | 351.513 | 351.513 | 351.513 | 351.513 | 351.513 | 351.513 | 351.513 | 351.513 | 351.513 | 351.513 | 351.513 | 351.513 | 351.513 | 351.513 | 351.513 | 351.513 | 351.513 | 351.513 | 351.513 | 351.513 | 351.513 | 351.513 | 351.513 | 351.513 | 351.513 | 351.513 | 351.513 | 351.513 | 351.513 | 351.513 | 351.513 | 351.513 | 351.513 | 351.513 | 351.513 | 351.513 | 351.513 | 351.513 | 351.513 | 351.513 | 351.513 | 351.513 | 351.513 | 351.513 | 351.513 | 351.513 | 351.513 | 351.513 | 351.513 | 351.513 | 351.513 | 351.513 | 351.513 | 351.513 | 351.513 | 351.513 | 351.513 | 351.513 | 351.513 | 351.513 | 351.513 | 351.513 | 351.513 | 351.513 | 351.513 | 351.513 | 351.513 | 351.513 | 351.513 | 351.513 | 351.513 | 351.513 | 351.513 | 351.513 | 351.513 | 351.513 | 351.513 | 351.513 | 351.513 | 351.513 | 351.513 | 351.513 | 351.513 | 351.513 | 351.513 | 351.513
2. Option 1:
a | Acquisition
| Total acquisition cost incurred in Year 1 | Year 1 |  | 40448.8177 | 0 | 0 | 0 | 0 | 0 | 0 | 0 | 0 | 0 | 0 | 0 | 0 | 0 | 0 | 0 | 0 | 0 | 0 | 0 | 0 | 0 | 0 | 0 | 0 | 0 | 0 | 0 | 0 | 0 | 0 | 0 | 0 | 0 | 0 | 0 | 0 | 0 | 0 | 0 | 0 | 0 | 0 | 0 | 0 | 0 | 0 | 0 | 0 | 0 | 0 | 0 | 0 | 0 | 0 | 0 | 0 | 0 | 0 | 0 | 0 | 0 | 0 | 0 | 0 | 0 | 0 | 0 | 0 | 0 | 0 | 0 | 0 | 0 | 0 | 0 | 0 | 0 | 0 | 0 | 0 | 0 | 0 | 0 | 0 | 0 | 0 | 0 | 0 | 0 | 0 | 0 | 0 | 0 | 0 | 0 | 0 | 0 | 0 | 0
| Total acquisition cost incurred in Year 2 | Year 2 |  | 0 | 24600 | 0 | 0 | 0 | 0 | 0 | 0 | 0 | 0 | 0 | 0 | 0 | 0 | 0 | 0 | 0 | 0 | 0 | 0 | 0 | 0 | 0 | 0 | 0 | 0 | 0 | 0 | 0 | 0 | 0 | 0 | 0 | 0 | 0 | 0 | 0 | 0 | 0 | 0 | 0 | 0 | 0 | 0 | 0 | 0 | 0 | 0 | 0 | 0 | 0 | 0 | 0 | 0 | 0 | 0 | 0 | 0 | 0 | 0 | 0 | 0 | 0 | 0 | 0 | 0 | 0 | 0 | 0 | 0 | 0 | 0 | 0 | 0 | 0 | 0 | 0 | 0 | 0 | 0 | 0 | 0 | 0 | 0 | 0 | 0 | 0 | 0 | 0 | 0 | 0 | 0 | 0 | 0 | 0 | 0 | 0 | 0 | 0 | 0
| Total acquisition cost incurred in Year 3 | Year 3 |  | 0 | 0 | 0 | 0 | 0 | 0 | 0 | 0 | 0 | 0 | 0 | 0 | 0 | 0 | 0 | 0 | 0 | 0 | 0 | 0 | 0 | 0 | 0 | 0 | 0 | 0 | 0 | 0 | 0 | 0 | 0 | 0 | 0 | 0 | 0 | 0 | 0 | 0 | 0 | 0 | 0 | 0 | 0 | 0 | 0 | 0 | 0 | 0 | 0 | 0 | 0 | 0 | 0 | 0 | 0 | 0 | 0 | 0 | 0 | 0 | 0 | 0 | 0 | 0 | 0 | 0 | 0 | 0 | 0 | 0 | 0 | 0 | 0 | 0 | 0 | 0 | 0 | 0 | 0 | 0 | 0 | 0 | 0 | 0 | 0 | 0 | 0 | 0 | 0 | 0 | 0 | 0 | 0 | 0 | 0 | 0 | 0 | 0 | 0 | 0
| Total acquisition cost incurred in Year 4 | Year 4 |  | 0 | 0 | 0 | 0 | 0 | 0 | 0 | 0 | 0 | 0 | 0 | 0 | 0 | 0 | 0 | 0 | 0 | 0 | 0 | 0 | 0 | 0 | 0 | 0 | 0 | 0 | 0 | 0 | 0 | 0 | 0 | 0 | 0 | 0 | 0 | 0 | 0 | 0 | 0 | 0 | 0 | 0 | 0 | 0 | 0 | 0 | 0 | 0 | 0 | 0 | 0 | 0 | 0 | 0 | 0 | 0 | 0 | 0 | 0 | 0 | 0 | 0 | 0 | 0 | 0 | 0 | 0 | 0 | 0 | 0 | 0 | 0 | 0 | 0 | 0 | 0 | 0 | 0 | 0 | 0 | 0 | 0 | 0 | 0 | 0 | 0 | 0 | 0 | 0 | 0 | 0 | 0 | 0 | 0 | 0 | 0 | 0 | 0 | 0 | 0
| Total acquisition cost incurred in Year 5 | Year 5 |  | 0 | 0 | 0 | 0 | 0 | 0 | 0 | 0 | 0 | 0 | 0 | 0 | 0 | 0 | 0 | 0 | 0 | 0 | 0 | 0 | 0 | 0 | 0 | 0 | 0 | 0 | 0 | 0 | 0 | 0 | 0 | 0 | 0 | 0 | 0 | 0 | 0 | 0 | 0 | 0 | 0 | 0 | 0 | 0 | 0 | 0 | 0 | 0 | 0 | 0 | 0 | 0 | 0 | 0 | 0 | 0 | 0 | 0 | 0 | 0 | 0 | 0 | 0 | 0 | 0 | 0 | 0 | 0 | 0 | 0 | 0 | 0 | 0 | 0 | 0 | 0 | 0 | 0 | 0 | 0 | 0 | 0 | 0 | 0 | 0 | 0 | 0 | 0 | 0 | 0 | 0 | 0 | 0 | 0 | 0 | 0 | 0 | 0 | 0 | 0
| Total acquisition cost incurred in Year 6 | Year 6 |  | 0 | 0 | 0 | 0 | 0 | 0 | 0 | 0 | 0 | 0 | 0 | 0 | 0 | 0 | 0 | 0 | 0 | 0 | 0 | 0 | 0 | 0 | 0 | 0 | 0 | 0 | 0 | 0 | 0 | 0 | 0 | 0 | 0 | 0 | 0 | 0 | 0 | 0 | 0 | 0 | 0 | 0 | 0 | 0 | 0 | 0 | 0 | 0 | 0 | 0 | 0 | 0 | 0 | 0 | 0 | 0 | 0 | 0 | 0 | 0 | 0 | 0 | 0 | 0 | 0 | 0 | 0 | 0 | 0 | 0 | 0 | 0 | 0 | 0 | 0 | 0 | 0 | 0 | 0 | 0 | 0 | 0 | 0 | 0 | 0 | 0 | 0 | 0 | 0 | 0 | 0 | 0 | 0 | 0 | 0 | 0 | 0 | 0 | 0 | 0
| Total acquisition cost incurred in Year 7 | Year 7 |  | 0 | 0 | 0 | 0 | 0 | 0 | 0 | 0 | 0 | 0 | 0 | 0 | 0 | 0 | 0 | 0 | 0 | 0 | 0 | 0 | 0 | 0 | 0 | 0 | 0 | 0 | 0 | 0 | 0 | 0 | 0 | 0 | 0 | 0 | 0 | 0 | 0 | 0 | 0 | 0 | 0 | 0 | 0 | 0 | 0 | 0 | 0 | 0 | 0 | 0 | 0 | 0 | 0 | 0 | 0 | 0 | 0 | 0 | 0 | 0 | 0 | 0 | 0 | 0 | 0 | 0 | 0 | 0 | 0 | 0 | 0 | 0 | 0 | 0 | 0 | 0 | 0 | 0 | 0 | 0 | 0 | 0 | 0 | 0 | 0 | 0 | 0 | 0 | 0 | 0 | 0 | 0 | 0 | 0 | 0 | 0 | 0 | 0 | 0 | 0
| Total acquisition cost incurred in Year 8 | Year 8 |  | 0 | 0 | 0 | 0 | 0 | 0 | 0 | 0 | 0 | 0 | 0 | 0 | 0 | 0 | 0 | 0 | 0 | 0 | 0 | 0 | 0 | 0 | 0 | 0 | 0 | 0 | 0 | 0 | 0 | 0 | 0 | 0 | 0 | 0 | 0 | 0 | 0 | 0 | 0 | 0 | 0 | 0 | 0 | 0 | 0 | 0 | 0 | 0 | 0 | 0 | 0 | 0 | 0 | 0 | 0 | 0 | 0 | 0 | 0 | 0 | 0 | 0 | 0 | 0 | 0 | 0 | 0 | 0 | 0 | 0 | 0 | 0 | 0 | 0 | 0 | 0 | 0 | 0 | 0 | 0 | 0 | 0 | 0 | 0 | 0 | 0 | 0 | 0 | 0 | 0 | 0 | 0 | 0 | 0 | 0 | 0 | 0 | 0 | 0 | 0
| Total acquisition cost incurred in Year 9 | Year 9 |  | 0 | 0 | 0 | 0 | 0 | 0 | 0 | 0 | 0 | 0 | 0 | 0 | 0 | 0 | 0 | 0 | 0 | 0 | 0 | 0 | 0 | 0 | 0 | 0 | 0 | 0 | 0 | 0 | 0 | 0 | 0 | 0 | 0 | 0 | 0 | 0 | 0 | 0 | 0 | 0 | 0 | 0 | 0 | 0 | 0 | 0 | 0 | 0 | 0 | 0 | 0 | 0 | 0 | 0 | 0 | 0 | 0 | 0 | 0 | 0 | 0 | 0 | 0 | 0 | 0 | 0 | 0 | 0 | 0 | 0 | 0 | 0 | 0 | 0 | 0 | 0 | 0 | 0 | 0 | 0 | 0 | 0 | 0 | 0 | 0 | 0 | 0 | 0 | 0 | 0 | 0 | 0 | 0 | 0 | 0 | 0 | 0 | 0 | 0 | 0
| Total acquisition cost incurred in Year 10 | Year 10 |  | 0 | 0 | 0 | 0 | 0 | 0 | 0 | 0 | 0 | 0 | 0 | 0 | 0 | 0 | 0 | 0 | 0 | 0 | 0 | 0 | 0 | 0 | 0 | 0 | 0 | 0 | 0 | 0 | 0 | 0 | 0 | 0 | 0 | 0 | 0 | 0 | 0 | 0 | 0 | 0 | 0 | 0 | 0 | 0 | 0 | 0 | 0 | 0 | 0 | 0 | 0 | 0 | 0 | 0 | 0 | 0 | 0 | 0 | 0 | 0 | 0 | 0 | 0 | 0 | 0 | 0 | 0 | 0 | 0 | 0 | 0 | 0 | 0 | 0 | 0 | 0 | 0 | 0 | 0 | 0 | 0 | 0 | 0 | 0 | 0 | 0 | 0 | 0 | 0 | 0 | 0 | 0 | 0 | 0 | 0 | 0 | 0 | 0 | 0 | 0
| Total acquisition costs (undiscounted) |  |  | 40448.8177 | 24600 | 0 | 0 | 0 | 0 | 0 | 0 | 0 | 0 | 0 | 0 | 0 | 0 | 0 | 0 | 0 | 0 | 0 | 0 | 0 | 0 | 0 | 0 | 0 | 0 | 0 | 0 | 0 | 0 | 0 | 0 | 0 | 0 | 0 | 0 | 0 | 0 | 0 | 0 | 0 | 0 | 0 | 0 | 0 | 0 | 0 | 0 | 0 | 0 | 0 | 0 | 0 | 0 | 0 | 0 | 0 | 0 | 0 | 0 | 0 | 0 | 0 | 0 | 0 | 0 | 0 | 0 | 0 | 0 | 0 | 0 | 0 | 0 | 0 | 0 | 0 | 0 | 0 | 0 | 0 | 0 | 0 | 0 | 0 | 0 | 0 | 0 | 0 | 0 | 0 | 0 | 0 | 0 | 0 | 0 | 0 | 0 | 0 | 0
| Total acquisition cost (undiscounted) |  | - | 2025-07-01: 65048.8177
| Total acquisition costs (discounted) |  |  | 40448.8177 | 23033.7079 | 0 | 0 | 0 | 0 | 0 | 0 | 0 | 0 | 0 | 0 | 0 | 0 | 0 | 0 | 0 | 0 | 0 | 0 | 0 | 0 | 0 | 0 | 0 | 0 | 0 | 0 | 0 | 0 | 0 | 0 | 0 | 0 | 0 | 0 | 0 | 0 | 0 | 0 | 0 | 0 | 0 | 0 | 0 | 0 | 0 | 0 | 0 | 0 | 0 | 0 | 0 | 0 | 0 | 0 | 0 | 0 | 0 | 0 | 0 | 0 | 0 | 0 | 0 | 0 | 0 | 0 | 0 | 0 | 0 | 0 | 0 | 0 | 0 | 0 | 0 | 0 | 0 | 0 | 0 | 0 | 0 | 0 | 0 | 0 | 0 | 0 | 0 | 0 | 0 | 0 | 0 | 0 | 0 | 0 | 0 | 0 | 0 | 0
| Total acquisition cost (discounted) |  |  | 2025-07-01: 63482.5256
b | Operation stage
| Electricity cost per annum |  |  | 0 | 0 | 0 | 0 | 0 | 0 | 0 | 0 | 0 | 0 | 0 | 0 | 0 | 0 | 0 | 0 | 0 | 0 | 0 | 0 | 0 | 0 | 0 | 0 | 0 | 0 | 0 | 0 | 0 | 0 | 0 | 0 | 0 | 0 | 0 | 0 | 0 | 0 | 0 | 0 | 0 | 0 | 0 | 0 | 0 | 0 | 0 | 0 | 0 | 0 | 0 | 0 | 0 | 0 | 0 | 0 | 0 | 0 | 0 | 0 | 0 | 0 | 0 | 0 | 0 | 0 | 0 | 0 | 0 | 0 | 0 | 0 | 0 | 0 | 0 | 0 | 0 | 0 | 0 | 0 | 0 | 0 | 0 | 0 | 0 | 0 | 0 | 0 | 0 | 0 | 0 | 0 | 0 | 0 | 0 | 0 | 0 | 0 | 0 | 0
| Operating cost per annum |  |  | 0 | 0 | 0 | 0 | 0 | 0 | 0 | 0 | 0 | 0 | 0 | 0 | 0 | 0 | 0 | 0 | 0 | 0 | 0 | 0 | 0 | 0 | 0 | 0 | 0 | 0 | 0 | 0 | 0 | 0 | 0 | 0 | 0 | 0 | 0 | 0 | 0 | 0 | 0 | 0 | 0 | 0 | 0 | 0 | 0 | 0 | 0 | 0 | 0 | 0 | 0 | 0 | 0 | 0 | 0 | 0 | 0 | 0 | 0 | 0 | 0 | 0 | 0 | 0 | 0 | 0 | 0 | 0 | 0 | 0 | 0 | 0 | 0 | 0 | 0 | 0 | 0 | 0 | 0 | 0 | 0 | 0 | 0 | 0 | 0 | 0 | 0 | 0 | 0 | 0 | 0 | 0 | 0 | 0 | 0 | 0 | 0 | 0 | 0 | 0
| Re-occurring annualised fees and charges (e.g., rent, leases) |  |  | 0 | 0 | 0 | 0 | 0 | 0 | 0 | 0 | 0 | 0 | 0 | 0 | 0 | 0 | 0 | 0 | 0 | 0 | 0 | 0 | 0 | 0 | 0 | 0 | 0 | 0 | 0 | 0 | 0 | 0 | 0 | 0 | 0 | 0 | 0 | 0 | 0 | 0 | 0 | 0 | 0 | 0 | 0 | 0 | 0 | 0 | 0 | 0 | 0 | 0 | 0 | 0 | 0 | 0 | 0 | 0 | 0 | 0 | 0 | 0 | 0 | 0 | 0 | 0 | 0 | 0 | 0 | 0 | 0 | 0 | 0 | 0 | 0 | 0 | 0 | 0 | 0 | 0 | 0 | 0 | 0 | 0 | 0 | 0 | 0 | 0 | 0 | 0 | 0 | 0 | 0 | 0 | 0 | 0 | 0 | 0 | 0 | 0 | 0 | 0
| Total operation costs (undiscounted) |  |  | 0 | 0 | 0 | 0 | 0 | 0 | 0 | 0 | 0 | 0 | 0 | 0 | 0 | 0 | 0 | 0 | 0 | 0 | 0 | 0 | 0 | 0 | 0 | 0 | 0 | 0 | 0 | 0 | 0 | 0 | 0 | 0 | 0 | 0 | 0 | 0 | 0 | 0 | 0 | 0 | 0 | 0 | 0 | 0 | 0 | 0 | 0 | 0 | 0 | 0 | 0 | 0 | 0 | 0 | 0 | 0 | 0 | 0 | 0 | 0 | 0 | 0 | 0 | 0 | 0 | 0 | 0 | 0 | 0 | 0 | 0 | 0 | 0 | 0 | 0 | 0 | 0 | 0 | 0 | 0 | 0 | 0 | 0 | 0 | 0 | 0 | 0 | 0 | 0 | 0 | 0 | 0 | 0 | 0 | 0 | 0 | 0 | 0 | 0 | 0
| Total operation cost (undiscounted) |  | - | 2025-07-01: 0
| Total operation costs (discounted) |  |  | 0 | 0 | 0 | 0 | 0 | 0 | 0 | 0 | 0 | 0 | 0 | 0 | 0 | 0 | 0 | 0 | 0 | 0 | 0 | 0 | 0 | 0 | 0 | 0 | 0 | 0 | 0 | 0 | 0 | 0 | 0 | 0 | 0 | 0 | 0 | 0 | 0 | 0 | 0 | 0 | 0 | 0 | 0 | 0 | 0 | 0 | 0 | 0 | 0 | 0 | 0 | 0 | 0 | 0 | 0 | 0 | 0 | 0 | 0 | 0 | 0 | 0 | 0 | 0 | 0 | 0 | 0 | 0 | 0 | 0 | 0 | 0 | 0 | 0 | 0 | 0 | 0 | 0 | 0 | 0 | 0 | 0 | 0 | 0 | 0 | 0 | 0 | 0 | 0 | 0 | 0 | 0 | 0 | 0 | 0 | 0 | 0 | 0 | 0 | 0
| Total operation cost (discounted) |  |  | 2025-07-01: 0
c | Maintenance stage
| Maintenance event 1: |  |  | 0 | 0 | 0 | 0 | 0 | 0 | 0 | 0 | 0 | 0 | 0 | 0 | 0 | 0 | 0 | 0 | 0 | 0 | 0 | 0 | 0 | 0 | 0 | 0 | 0 | 0 | 0 | 0 | 0 | 0 | 0 | 0 | 0 | 0 | 0 | 0 | 0 | 0 | 0 | 0 | 0 | 0 | 0 | 0 | 0 | 0 | 0 | 0 | 0 | 0 | 0 | 0 | 0 | 0 | 0 | 0 | 0 | 0 | 0 | 0 | 0 | 0 | 0 | 0 | 0 | 0 | 0 | 0 | 0 | 0 | 0 | 0 | 0 | 0 | 0 | 0 | 0 | 0 | 0 | 0 | 0 | 0 | 0 | 0 | 0 | 0 | 0 | 0 | 0 | 0 | 0 | 0 | 0 | 0 | 0 | 0 | 0 | 0 | 0 | 0
| Maintenance event 2: |  |  | 0 | 0 | 0 | 0 | 0 | 0 | 0 | 0 | 0 | 0 | 0 | 0 | 0 | 0 | 0 | 0 | 0 | 0 | 0 | 0 | 0 | 0 | 0 | 0 | 0 | 0 | 0 | 0 | 0 | 0 | 0 | 0 | 0 | 0 | 0 | 0 | 0 | 0 | 0 | 0 | 0 | 0 | 0 | 0 | 0 | 0 | 0 | 0 | 0 | 0 | 0 | 0 | 0 | 0 | 0 | 0 | 0 | 0 | 0 | 0 | 0 | 0 | 0 | 0 | 0 | 0 | 0 | 0 | 0 | 0 | 0 | 0 | 0 | 0 | 0 | 0 | 0 | 0 | 0 | 0 | 0 | 0 | 0 | 0 | 0 | 0 | 0 | 0 | 0 | 0 | 0 | 0 | 0 | 0 | 0 | 0 | 0 | 0 | 0 | 0
| Maintenance event 3: |  |  | 0 | 0 | 0 | 0 | 0 | 0 | 0 | 0 | 0 | 0 | 0 | 0 | 0 | 0 | 0 | 0 | 0 | 0 | 0 | 0 | 0 | 0 | 0 | 0 | 0 | 0 | 0 | 0 | 0 | 0 | 0 | 0 | 0 | 0 | 0 | 0 | 0 | 0 | 0 | 0 | 0 | 0 | 0 | 0 | 0 | 0 | 0 | 0 | 0 | 0 | 0 | 0 | 0 | 0 | 0 | 0 | 0 | 0 | 0 | 0 | 0 | 0 | 0 | 0 | 0 | 0 | 0 | 0 | 0 | 0 | 0 | 0 | 0 | 0 | 0 | 0 | 0 | 0 | 0 | 0 | 0 | 0 | 0 | 0 | 0 | 0 | 0 | 0 | 0 | 0 | 0 | 0 | 0 | 0 | 0 | 0 | 0 | 0 | 0 | 0
| Maintenance event 4: |  |  | 0 | 0 | 0 | 0 | 0 | 0 | 0 | 0 | 0 | 0 | 0 | 0 | 0 | 0 | 0 | 0 | 0 | 0 | 0 | 0 | 0 | 0 | 0 | 0 | 0 | 0 | 0 | 0 | 0 | 0 | 0 | 0 | 0 | 0 | 0 | 0 | 0 | 0 | 0 | 0 | 0 | 0 | 0 | 0 | 0 | 0 | 0 | 0 | 0 | 0 | 0 | 0 | 0 | 0 | 0 | 0 | 0 | 0 | 0 | 0 | 0 | 0 | 0 | 0 | 0 | 0 | 0 | 0 | 0 | 0 | 0 | 0 | 0 | 0 | 0 | 0 | 0 | 0 | 0 | 0 | 0 | 0 | 0 | 0 | 0 | 0 | 0 | 0 | 0 | 0 | 0 | 0 | 0 | 0 | 0 | 0 | 0 | 0 | 0 | 0
| Provision for general annual maintenance (e.g., unforeseen breakages) |  |  | 0 | 2255 | 2311.375 | 2369.1594 | 2428.3884 | 2489.0981 | 2551.3255 | 2615.1087 | 2680.4864 | 2747.4985 | 2816.186 | 0 | 0 | 0 | 0 | 0 | 0 | 0 | 0 | 0 | 0 | 0 | 0 | 0 | 0 | 0 | 0 | 0 | 0 | 0 | 0 | 0 | 0 | 0 | 0 | 0 | 0 | 0 | 0 | 0 | 0 | 0 | 0 | 0 | 0 | 0 | 0 | 0 | 0 | 0 | 0 | 0 | 0 | 0 | 0 | 0 | 0 | 0 | 0 | 0 | 0 | 0 | 0 | 0 | 0 | 0 | 0 | 0 | 0 | 0 | 0 | 0 | 0 | 0 | 0 | 0 | 0 | 0 | 0 | 0 | 0 | 0 | 0 | 0 | 0 | 0 | 0 | 0 | 0 | 0 | 0 | 0 | 0 | 0 | 0 | 0 | 0 | 0 | 0 | 0
| Total maintenance costs (undiscounted) |  |  | 0 | 2255 | 2311.375 | 2369.1594 | 2428.3884 | 2489.0981 | 2551.3255 | 2615.1087 | 2680.4864 | 2747.4985 | 2816.186 | 0 | 0 | 0 | 0 | 0 | 0 | 0 | 0 | 0 | 0 | 0 | 0 | 0 | 0 | 0 | 0 | 0 | 0 | 0 | 0 | 0 | 0 | 0 | 0 | 0 | 0 | 0 | 0 | 0 | 0 | 0 | 0 | 0 | 0 | 0 | 0 | 0 | 0 | 0 | 0 | 0 | 0 | 0 | 0 | 0 | 0 | 0 | 0 | 0 | 0 | 0 | 0 | 0 | 0 | 0 | 0 | 0 | 0 | 0 | 0 | 0 | 0 | 0 | 0 | 0 | 0 | 0 | 0 | 0 | 0 | 0 | 0 | 0 | 0 | 0 | 0 | 0 | 0 | 0 | 0 | 0 | 0 | 0 | 0 | 0 | 0 | 0 | 0 | 0
| Total maintenance cost (undiscounted) |  | - | 2025-07-01: 25263.6259
| Total maintenance costs (discounted) |  |  | 0 | 2111.4232 | 2026.4127 | 1944.825 | 1866.5221 | 1791.3718 | 1719.2473 | 1650.0267 | 1583.593 | 1519.8341 | 1458.6423 | 0 | 0 | 0 | 0 | 0 | 0 | 0 | 0 | 0 | 0 | 0 | 0 | 0 | 0 | 0 | 0 | 0 | 0 | 0 | 0 | 0 | 0 | 0 | 0 | 0 | 0 | 0 | 0 | 0 | 0 | 0 | 0 | 0 | 0 | 0 | 0 | 0 | 0 | 0 | 0 | 0 | 0 | 0 | 0 | 0 | 0 | 0 | 0 | 0 | 0 | 0 | 0 | 0 | 0 | 0 | 0 | 0 | 0 | 0 | 0 | 0 | 0 | 0 | 0 | 0 | 0 | 0 | 0 | 0 | 0 | 0 | 0 | 0 | 0 | 0 | 0 | 0 | 0 | 0 | 0 | 0 | 0 | 0 | 0 | 0 | 0 | 0 | 0 | 0
| Total maintenance cost (discounted) |  |  | 2025-07-01: 17671.8983
f | End-of-life stage
| Residual value |  |  | 0 | 0 | 0 | 0 | 0 | 0 | 0 | 0 | 0 | 0 | 0 | 0 | 0 | 0 | 0 | 0 | 0 | 0 | 0 | 0 | 0 | 0 | 0 | 0 | 0 | 0 | 0 | 0 | 0 | 0 | 0 | 0 | 0 | 0 | 0 | 0 | 0 | 0 | 0 | 0 | 0 | 0 | 0 | 0 | 0 | 0 | 0 | 0 | 0 | 0 | 0 | 0 | 0 | 0 | 0 | 0 | 0 | 0 | 0 | 0 | 0 | 0 | 0 | 0 | 0 | 0 | 0 | 0 | 0 | 0 | 0 | 0 | 0 | 0 | 0 | 0 | 0 | 0 | 0 | 0 | 0 | 0 | 0 | 0 | 0 | 0 | 0 | 0 | 0 | 0 | 0 | 0 | 0 | 0 | 0 | 0 | 0 | 0 | 0 | 0
| Total residual values (undiscounted) |  |  | 0 | 0 | 0 | 0 | 0 | 0 | 0 | 0 | 0 | 0 | 0 | 0 | 0 | 0 | 0 | 0 | 0 | 0 | 0 | 0 | 0 | 0 | 0 | 0 | 0 | 0 | 0 | 0 | 0 | 0 | 0 | 0 | 0 | 0 | 0 | 0 | 0 | 0 | 0 | 0 | 0 | 0 | 0 | 0 | 0 | 0 | 0 | 0 | 0 | 0 | 0 | 0 | 0 | 0 | 0 | 0 | 0 | 0 | 0 | 0 | 0 | 0 | 0 | 0 | 0 | 0 | 0 | 0 | 0 | 0 | 0 | 0 | 0 | 0 | 0 | 0 | 0 | 0 | 0 | 0 | 0 | 0 | 0 | 0 | 0 | 0 | 0 | 0 | 0 | 0 | 0 | 0 | 0 | 0 | 0 | 0 | 0 | 0 | 0 | 0
| Total residual value (undiscounted) |  | - | 2025-07-01: 0
| Total residual values (discounted) |  |  | 0 | 0 | 0 | 0 | 0 | 0 | 0 | 0 | 0 | 0 | 0 | 0 | 0 | 0 | 0 | 0 | 0 | 0 | 0 | 0 | 0 | 0 | 0 | 0 | 0 | 0 | 0 | 0 | 0 | 0 | 0 | 0 | 0 | 0 | 0 | 0 | 0 | 0 | 0 | 0 | 0 | 0 | 0 | 0 | 0 | 0 | 0 | 0 | 0 | 0 | 0 | 0 | 0 | 0 | 0 | 0 | 0 | 0 | 0 | 0 | 0 | 0 | 0 | 0 | 0 | 0 | 0 | 0 | 0 | 0 | 0 | 0 | 0 | 0 | 0 | 0 | 0 | 0 | 0 | 0 | 0 | 0 | 0 | 0 | 0 | 0 | 0 | 0 | 0 | 0 | 0 | 0 | 0 | 0 | 0 | 0 | 0 | 0 | 0 | 0
| Total residual value (discounted) |  |  | 2025-07-01: 0
e | Carbon dioxide equivalent emissions
e.i | Economic cost of carbon dioxide equivalent emissions
| Acquisition stage Year 1 |  |  | 301.7398 | 0 | 0 | 0 | 0 | 0 | 0 | 0 | 0 | 0 | 0 | 0 | 0 | 0 | 0 | 0 | 0 | 0 | 0 | 0 | 0 | 0 | 0 | 0 | 0 | 0 | 0 | 0 | 0 | 0 | 0 | 0 | 0 | 0 | 0 | 0 | 0 | 0 | 0 | 0 | 0 | 0 | 0 | 0 | 0 | 0 | 0 | 0 | 0 | 0 | 0 | 0 | 0 | 0 | 0 | 0 | 0 | 0 | 0 | 0 | 0 | 0 | 0 | 0 | 0 | 0 | 0 | 0 | 0 | 0 | 0 | 0 | 0 | 0 | 0 | 0 | 0 | 0 | 0 | 0 | 0 | 0 | 0 | 0 | 0 | 0 | 0 | 0 | 0 | 0 | 0 | 0 | 0 | 0 | 0 | 0 | 0 | 0 | 0 | 0
| Acquisition stage Year 2 |  |  | 0 | 181.7684 | 0 | 0 | 0 | 0 | 0 | 0 | 0 | 0 | 0 | 0 | 0 | 0 | 0 | 0 | 0 | 0 | 0 | 0 | 0 | 0 | 0 | 0 | 0 | 0 | 0 | 0 | 0 | 0 | 0 | 0 | 0 | 0 | 0 | 0 | 0 | 0 | 0 | 0 | 0 | 0 | 0 | 0 | 0 | 0 | 0 | 0 | 0 | 0 | 0 | 0 | 0 | 0 | 0 | 0 | 0 | 0 | 0 | 0 | 0 | 0 | 0 | 0 | 0 | 0 | 0 | 0 | 0 | 0 | 0 | 0 | 0 | 0 | 0 | 0 | 0 | 0 | 0 | 0 | 0 | 0 | 0 | 0 | 0 | 0 | 0 | 0 | 0 | 0 | 0 | 0 | 0 | 0 | 0 | 0 | 0 | 0 | 0 | 0
| Acquisition stage Year 3 |  |  | 0 | 0 | 0 | 0 | 0 | 0 | 0 | 0 | 0 | 0 | 0 | 0 | 0 | 0 | 0 | 0 | 0 | 0 | 0 | 0 | 0 | 0 | 0 | 0 | 0 | 0 | 0 | 0 | 0 | 0 | 0 | 0 | 0 | 0 | 0 | 0 | 0 | 0 | 0 | 0 | 0 | 0 | 0 | 0 | 0 | 0 | 0 | 0 | 0 | 0 | 0 | 0 | 0 | 0 | 0 | 0 | 0 | 0 | 0 | 0 | 0 | 0 | 0 | 0 | 0 | 0 | 0 | 0 | 0 | 0 | 0 | 0 | 0 | 0 | 0 | 0 | 0 | 0 | 0 | 0 | 0 | 0 | 0 | 0 | 0 | 0 | 0 | 0 | 0 | 0 | 0 | 0 | 0 | 0 | 0 | 0 | 0 | 0 | 0 | 0
| Acquisition stage Year 4 |  |  | 0 | 0 | 0 | 0 | 0 | 0 | 0 | 0 | 0 | 0 | 0 | 0 | 0 | 0 | 0 | 0 | 0 | 0 | 0 | 0 | 0 | 0 | 0 | 0 | 0 | 0 | 0 | 0 | 0 | 0 | 0 | 0 | 0 | 0 | 0 | 0 | 0 | 0 | 0 | 0 | 0 | 0 | 0 | 0 | 0 | 0 | 0 | 0 | 0 | 0 | 0 | 0 | 0 | 0 | 0 | 0 | 0 | 0 | 0 | 0 | 0 | 0 | 0 | 0 | 0 | 0 | 0 | 0 | 0 | 0 | 0 | 0 | 0 | 0 | 0 | 0 | 0 | 0 | 0 | 0 | 0 | 0 | 0 | 0 | 0 | 0 | 0 | 0 | 0 | 0 | 0 | 0 | 0 | 0 | 0 | 0 | 0 | 0 | 0 | 0
| Acquisition stage Year 5 |  |  | 0 | 0 | 0 | 0 | 0 | 0 | 0 | 0 | 0 | 0 | 0 | 0 | 0 | 0 | 0 | 0 | 0 | 0 | 0 | 0 | 0 | 0 | 0 | 0 | 0 | 0 | 0 | 0 | 0 | 0 | 0 | 0 | 0 | 0 | 0 | 0 | 0 | 0 | 0 | 0 | 0 | 0 | 0 | 0 | 0 | 0 | 0 | 0 | 0 | 0 | 0 | 0 | 0 | 0 | 0 | 0 | 0 | 0 | 0 | 0 | 0 | 0 | 0 | 0 | 0 | 0 | 0 | 0 | 0 | 0 | 0 | 0 | 0 | 0 | 0 | 0 | 0 | 0 | 0 | 0 | 0 | 0 | 0 | 0 | 0 | 0 | 0 | 0 | 0 | 0 | 0 | 0 | 0 | 0 | 0 | 0 | 0 | 0 | 0 | 0
| Acquisition stage Year 6 |  |  | 0 | 0 | 0 | 0 | 0 | 0 | 0 | 0 | 0 | 0 | 0 | 0 | 0 | 0 | 0 | 0 | 0 | 0 | 0 | 0 | 0 | 0 | 0 | 0 | 0 | 0 | 0 | 0 | 0 | 0 | 0 | 0 | 0 | 0 | 0 | 0 | 0 | 0 | 0 | 0 | 0 | 0 | 0 | 0 | 0 | 0 | 0 | 0 | 0 | 0 | 0 | 0 | 0 | 0 | 0 | 0 | 0 | 0 | 0 | 0 | 0 | 0 | 0 | 0 | 0 | 0 | 0 | 0 | 0 | 0 | 0 | 0 | 0 | 0 | 0 | 0 | 0 | 0 | 0 | 0 | 0 | 0 | 0 | 0 | 0 | 0 | 0 | 0 | 0 | 0 | 0 | 0 | 0 | 0 | 0 | 0 | 0 | 0 | 0 | 0
| Acquisition stage Year 7 |  |  | 0 | 0 | 0 | 0 | 0 | 0 | 0 | 0 | 0 | 0 | 0 | 0 | 0 | 0 | 0 | 0 | 0 | 0 | 0 | 0 | 0 | 0 | 0 | 0 | 0 | 0 | 0 | 0 | 0 | 0 | 0 | 0 | 0 | 0 | 0 | 0 | 0 | 0 | 0 | 0 | 0 | 0 | 0 | 0 | 0 | 0 | 0 | 0 | 0 | 0 | 0 | 0 | 0 | 0 | 0 | 0 | 0 | 0 | 0 | 0 | 0 | 0 | 0 | 0 | 0 | 0 | 0 | 0 | 0 | 0 | 0 | 0 | 0 | 0 | 0 | 0 | 0 | 0 | 0 | 0 | 0 | 0 | 0 | 0 | 0 | 0 | 0 | 0 | 0 | 0 | 0 | 0 | 0 | 0 | 0 | 0 | 0 | 0 | 0 | 0
| Acquisition stage Year 8 |  |  | 0 | 0 | 0 | 0 | 0 | 0 | 0 | 0 | 0 | 0 | 0 | 0 | 0 | 0 | 0 | 0 | 0 | 0 | 0 | 0 | 0 | 0 | 0 | 0 | 0 | 0 | 0 | 0 | 0 | 0 | 0 | 0 | 0 | 0 | 0 | 0 | 0 | 0 | 0 | 0 | 0 | 0 | 0 | 0 | 0 | 0 | 0 | 0 | 0 | 0 | 0 | 0 | 0 | 0 | 0 | 0 | 0 | 0 | 0 | 0 | 0 | 0 | 0 | 0 | 0 | 0 | 0 | 0 | 0 | 0 | 0 | 0 | 0 | 0 | 0 | 0 | 0 | 0 | 0 | 0 | 0 | 0 | 0 | 0 | 0 | 0 | 0 | 0 | 0 | 0 | 0 | 0 | 0 | 0 | 0 | 0 | 0 | 0 | 0 | 0
| Acquisition stage Year 9 |  |  | 0 | 0 | 0 | 0 | 0 | 0 | 0 | 0 | 0 | 0 | 0 | 0 | 0 | 0 | 0 | 0 | 0 | 0 | 0 | 0 | 0 | 0 | 0 | 0 | 0 | 0 | 0 | 0 | 0 | 0 | 0 | 0 | 0 | 0 | 0 | 0 | 0 | 0 | 0 | 0 | 0 | 0 | 0 | 0 | 0 | 0 | 0 | 0 | 0 | 0 | 0 | 0 | 0 | 0 | 0 | 0 | 0 | 0 | 0 | 0 | 0 | 0 | 0 | 0 | 0 | 0 | 0 | 0 | 0 | 0 | 0 | 0 | 0 | 0 | 0 | 0 | 0 | 0 | 0 | 0 | 0 | 0 | 0 | 0 | 0 | 0 | 0 | 0 | 0 | 0 | 0 | 0 | 0 | 0 | 0 | 0 | 0 | 0 | 0 | 0
| Acquisition stage Year 10 |  |  | 0 | 0 | 0 | 0 | 0 | 0 | 0 | 0 | 0 | 0 | 0 | 0 | 0 | 0 | 0 | 0 | 0 | 0 | 0 | 0 | 0 | 0 | 0 | 0 | 0 | 0 | 0 | 0 | 0 | 0 | 0 | 0 | 0 | 0 | 0 | 0 | 0 | 0 | 0 | 0 | 0 | 0 | 0 | 0 | 0 | 0 | 0 | 0 | 0 | 0 | 0 | 0 | 0 | 0 | 0 | 0 | 0 | 0 | 0 | 0 | 0 | 0 | 0 | 0 | 0 | 0 | 0 | 0 | 0 | 0 | 0 | 0 | 0 | 0 | 0 | 0 | 0 | 0 | 0 | 0 | 0 | 0 | 0 | 0 | 0 | 0 | 0 | 0 | 0 | 0 | 0 | 0 | 0 | 0 | 0 | 0 | 0 | 0 | 0 | 0
| Operation stage non-renewable electricity usage |  |  | 0 | 0 | 0 | 0 | 0 | 0 | 0 | 0 | 0 | 0 | 0 | 0 | 0 | 0 | 0 | 0 | 0 | 0 | 0 | 0 | 0 | 0 | 0 | 0 | 0 | 0 | 0 | 0 | 0 | 0 | 0 | 0 | 0 | 0 | 0 | 0 | 0 | 0 | 0 | 0 | 0 | 0 | 0 | 0 | 0 | 0 | 0 | 0 | 0 | 0 | 0 | 0 | 0 | 0 | 0 | 0 | 0 | 0 | 0 | 0 | 0 | 0 | 0 | 0 | 0 | 0 | 0 | 0 | 0 | 0 | 0 | 0 | 0 | 0 | 0 | 0 | 0 | 0 | 0 | 0 | 0 | 0 | 0 | 0 | 0 | 0 | 0 | 0 | 0 | 0 | 0 | 0 | 0 | 0 | 0 | 0 | 0 | 0 | 0 | 0
| Operation stage (excluding electricity usage) |  |  | 0 | 0 | 0 | 0 | 0 | 0 | 0 | 0 | 0 | 0 | 0 | 0 | 0 | 0 | 0 | 0 | 0 | 0 | 0 | 0 | 0 | 0 | 0 | 0 | 0 | 0 | 0 | 0 | 0 | 0 | 0 | 0 | 0 | 0 | 0 | 0 | 0 | 0 | 0 | 0 | 0 | 0 | 0 | 0 | 0 | 0 | 0 | 0 | 0 | 0 | 0 | 0 | 0 | 0 | 0 | 0 | 0 | 0 | 0 | 0 | 0 | 0 | 0 | 0 | 0 | 0 | 0 | 0 | 0 | 0 | 0 | 0 | 0 | 0 | 0 | 0 | 0 | 0 | 0 | 0 | 0 | 0 | 0 | 0 | 0 | 0 | 0 | 0 | 0 | 0 | 0 | 0 | 0 | 0 | 0 | 0 | 0 | 0 | 0 | 0
| Maintenance event 1: Timber façade repair |  |  | 0 | 0 | 0 | 0 | 0 | 0 | 0 | 0 | 0 | 0 | 0 | 0 | 0 | 0 | 0 | 0 | 0 | 0 | 0 | 0 | 0 | 0 | 0 | 0 | 0 | 0 | 0 | 0 | 0 | 0 | 0 | 0 | 0 | 0 | 0 | 0 | 0 | 0 | 0 | 0 | 0 | 0 | 0 | 0 | 0 | 0 | 0 | 0 | 0 | 0 | 0 | 0 | 0 | 0 | 0 | 0 | 0 | 0 | 0 | 0 | 0 | 0 | 0 | 0 | 0 | 0 | 0 | 0 | 0 | 0 | 0 | 0 | 0 | 0 | 0 | 0 | 0 | 0 | 0 | 0 | 0 | 0 | 0 | 0 | 0 | 0 | 0 | 0 | 0 | 0 | 0 | 0 | 0 | 0 | 0 | 0 | 0 | 0 | 0 | 0
| Maintenance event 2: |  |  | 0 | 0 | 0 | 0 | 0 | 0 | 0 | 0 | 0 | 0 | 0 | 0 | 0 | 0 | 0 | 0 | 0 | 0 | 0 | 0 | 0 | 0 | 0 | 0 | 0 | 0 | 0 | 0 | 0 | 0 | 0 | 0 | 0 | 0 | 0 | 0 | 0 | 0 | 0 | 0 | 0 | 0 | 0 | 0 | 0 | 0 | 0 | 0 | 0 | 0 | 0 | 0 | 0 | 0 | 0 | 0 | 0 | 0 | 0 | 0 | 0 | 0 | 0 | 0 | 0 | 0 | 0 | 0 | 0 | 0 | 0 | 0 | 0 | 0 | 0 | 0 | 0 | 0 | 0 | 0 | 0 | 0 | 0 | 0 | 0 | 0 | 0 | 0 | 0 | 0 | 0 | 0 | 0 | 0 | 0 | 0 | 0 | 0 | 0 | 0
| Maintenance event 3: |  |  | 0 | 0 | 0 | 0 | 0 | 0 | 0 | 0 | 0 | 0 | 0 | 0 | 0 | 0 | 0 | 0 | 0 | 0 | 0 | 0 | 0 | 0 | 0 | 0 | 0 | 0 | 0 | 0 | 0 | 0 | 0 | 0 | 0 | 0 | 0 | 0 | 0 | 0 | 0 | 0 | 0 | 0 | 0 | 0 | 0 | 0 | 0 | 0 | 0 | 0 | 0 | 0 | 0 | 0 | 0 | 0 | 0 | 0 | 0 | 0 | 0 | 0 | 0 | 0 | 0 | 0 | 0 | 0 | 0 | 0 | 0 | 0 | 0 | 0 | 0 | 0 | 0 | 0 | 0 | 0 | 0 | 0 | 0 | 0 | 0 | 0 | 0 | 0 | 0 | 0 | 0 | 0 | 0 | 0 | 0 | 0 | 0 | 0 | 0 | 0
| Maintenance event 4: |  |  | 0 | 0 | 0 | 0 | 0 | 0 | 0 | 0 | 0 | 0 | 0 | 0 | 0 | 0 | 0 | 0 | 0 | 0 | 0 | 0 | 0 | 0 | 0 | 0 | 0 | 0 | 0 | 0 | 0 | 0 | 0 | 0 | 0 | 0 | 0 | 0 | 0 | 0 | 0 | 0 | 0 | 0 | 0 | 0 | 0 | 0 | 0 | 0 | 0 | 0 | 0 | 0 | 0 | 0 | 0 | 0 | 0 | 0 | 0 | 0 | 0 | 0 | 0 | 0 | 0 | 0 | 0 | 0 | 0 | 0 | 0 | 0 | 0 | 0 | 0 | 0 | 0 | 0 | 0 | 0 | 0 | 0 | 0 | 0 | 0 | 0 | 0 | 0 | 0 | 0 | 0 | 0 | 0 | 0 | 0 | 0 | 0 | 0 | 0 | 0
| Annual general maintenance (e.g., unforeseen breakages) |  |  | 0 | 1.0323 | 1.0633 | 1.1332 | 1.2729 | 1.5212 | 1.8627 | 2.2042 | 2.4526 | 2.5923 | 2.6622 | 0 | 0 | 0 | 0 | 0 | 0 | 0 | 0 | 0 | 0 | 0 | 0 | 0 | 0 | 0 | 0 | 0 | 0 | 0 | 0 | 0 | 0 | 0 | 0 | 0 | 0 | 0 | 0 | 0 | 0 | 0 | 0 | 0 | 0 | 0 | 0 | 0 | 0 | 0 | 0 | 0 | 0 | 0 | 0 | 0 | 0 | 0 | 0 | 0 | 0 | 0 | 0 | 0 | 0 | 0 | 0 | 0 | 0 | 0 | 0 | 0 | 0 | 0 | 0 | 0 | 0 | 0 | 0 | 0 | 0 | 0 | 0 | 0 | 0 | 0 | 0 | 0 | 0 | 0 | 0 | 0 | 0 | 0 | 0 | 0 | 0 | 0 | 0 | 0
| End-of-life stage |  |  | 0 | 0 | 0 | 0 | 0 | 0 | 0 | 0 | 0 | 0 | 0 | 0 | 0 | 0 | 0 | 0 | 0 | 0 | 0 | 0 | 0 | 0 | 0 | 0 | 0 | 0 | 0 | 0 | 0 | 0 | 0 | 0 | 0 | 0 | 0 | 0 | 0 | 0 | 0 | 0 | 0 | 0 | 0 | 0 | 0 | 0 | 0 | 0 | 0 | 0 | 0 | 0 | 0 | 0 | 0 | 0 | 0 | 0 | 0 | 0 | 0 | 0 | 0 | 0 | 0 | 0 | 0 | 0 | 0 | 0 | 0 | 0 | 0 | 0 | 0 | 0 | 0 | 0 | 0 | 0 | 0 | 0 | 0 | 0 | 0 | 0 | 0 | 0 | 0 | 0 | 0 | 0 | 0 | 0 | 0 | 0 | 0 | 0 | 0 | 0
| Total carbon dioxide equivalent economic costs |  |  | 301.7398 | 182.8006 | 1.0633 | 1.1332 | 1.2729 | 1.5212 | 1.8627 | 2.2042 | 2.4526 | 2.5923 | 2.6622 | 0 | 0 | 0 | 0 | 0 | 0 | 0 | 0 | 0 | 0 | 0 | 0 | 0 | 0 | 0 | 0 | 0 | 0 | 0 | 0 | 0 | 0 | 0 | 0 | 0 | 0 | 0 | 0 | 0 | 0 | 0 | 0 | 0 | 0 | 0 | 0 | 0 | 0 | 0 | 0 | 0 | 0 | 0 | 0 | 0 | 0 | 0 | 0 | 0 | 0 | 0 | 0 | 0 | 0 | 0 | 0 | 0 | 0 | 0 | 0 | 0 | 0 | 0 | 0 | 0 | 0 | 0 | 0 | 0 | 0 | 0 | 0 | 0 | 0 | 0 | 0 | 0 | 0 | 0 | 0 | 0 | 0 | 0 | 0 | 0 | 0 | 0 | 0 | 0
| Sum total of carbon dioxide equivalent emissions (economic costs) |  | - | 2025-07-01: 501.305
e.ii | Tonnes of carbon dioxide equivalent emissions
| Acquisition stage |  |  | 2.2934 | 1.3608 | 0 | 0 | 0 | 0 | 0 | 0 | 0 | 0 | 0 | 0 | 0 | 0 | 0 | 0 | 0 | 0 | 0 | 0 | 0 | 0 | 0 | 0 | 0 | 0 | 0 | 0 | 0 | 0 | 0 | 0 | 0 | 0 | 0 | 0 | 0 | 0 | 0 | 0 | 0 | 0 | 0 | 0 | 0 | 0 | 0 | 0 | 0 | 0 | 0 | 0 | 0 | 0 | 0 | 0 | 0 | 0 | 0 | 0 | 0 | 0 | 0 | 0 | 0 | 0 | 0 | 0 | 0 | 0 | 0 | 0 | 0 | 0 | 0 | 0 | 0 | 0 | 0 | 0 | 0 | 0 | 0 | 0 | 0 | 0 | 0 | 0 | 0 | 0 | 0 | 0 | 0 | 0 | 0 | 0 | 0 | 0 | 0 | 0
| Operation stage non-renewable electricity usage |  |  | 0 | 0 | 0 | 0 | 0 | 0 | 0 | 0 | 0 | 0 | 0 | 0 | 0 | 0 | 0 | 0 | 0 | 0 | 0 | 0 | 0 | 0 | 0 | 0 | 0 | 0 | 0 | 0 | 0 | 0 | 0 | 0 | 0 | 0 | 0 | 0 | 0 | 0 | 0 | 0 | 0 | 0 | 0 | 0 | 0 | 0 | 0 | 0 | 0 | 0 | 0 | 0 | 0 | 0 | 0 | 0 | 0 | 0 | 0 | 0 | 0 | 0 | 0 | 0 | 0 | 0 | 0 | 0 | 0 | 0 | 0 | 0 | 0 | 0 | 0 | 0 | 0 | 0 | 0 | 0 | 0 | 0 | 0 | 0 | 0 | 0 | 0 | 0 | 0 | 0 | 0 | 0 | 0 | 0 | 0 | 0 | 0 | 0 | 0 | 0
| Operation stage (excluding electricity usage) |  |  | 0 | 0 | 0 | 0 | 0 | 0 | 0 | 0 | 0 | 0 | 0 | 0 | 0 | 0 | 0 | 0 | 0 | 0 | 0 | 0 | 0 | 0 | 0 | 0 | 0 | 0 | 0 | 0 | 0 | 0 | 0 | 0 | 0 | 0 | 0 | 0 | 0 | 0 | 0 | 0 | 0 | 0 | 0 | 0 | 0 | 0 | 0 | 0 | 0 | 0 | 0 | 0 | 0 | 0 | 0 | 0 | 0 | 0 | 0 | 0 | 0 | 0 | 0 | 0 | 0 | 0 | 0 | 0 | 0 | 0 | 0 | 0 | 0 | 0 | 0 | 0 | 0 | 0 | 0 | 0 | 0 | 0 | 0 | 0 | 0 | 0 | 0 | 0 | 0 | 0 | 0 | 0 | 0 | 0 | 0 | 0 | 0 | 0 | 0 | 0
| Maintenance stage |  |  | 0 | 0.007728 | 0.007728 | 0.007728 | 0.007728 | 0.007728 | 0.007728 | 0.007728 | 0.007728 | 0.007728 | 0.007728 | 0 | 0 | 0 | 0 | 0 | 0 | 0 | 0 | 0 | 0 | 0 | 0 | 0 | 0 | 0 | 0 | 0 | 0 | 0 | 0 | 0 | 0 | 0 | 0 | 0 | 0 | 0 | 0 | 0 | 0 | 0 | 0 | 0 | 0 | 0 | 0 | 0 | 0 | 0 | 0 | 0 | 0 | 0 | 0 | 0 | 0 | 0 | 0 | 0 | 0 | 0 | 0 | 0 | 0 | 0 | 0 | 0 | 0 | 0 | 0 | 0 | 0 | 0 | 0 | 0 | 0 | 0 | 0 | 0 | 0 | 0 | 0 | 0 | 0 | 0 | 0 | 0 | 0 | 0 | 0 | 0 | 0 | 0 | 0 | 0 | 0 | 0 | 0 | 0
| End-of-life stage |  |  | 0 | 0 | 0 | 0 | 0 | 0 | 0 | 0 | 0 | 0 | 0 | 0 | 0 | 0 | 0 | 0 | 0 | 0 | 0 | 0 | 0 | 0 | 0 | 0 | 0 | 0 | 0 | 0 | 0 | 0 | 0 | 0 | 0 | 0 | 0 | 0 | 0 | 0 | 0 | 0 | 0 | 0 | 0 | 0 | 0 | 0 | 0 | 0 | 0 | 0 | 0 | 0 | 0 | 0 | 0 | 0 | 0 | 0 | 0 | 0 | 0 | 0 | 0 | 0 | 0 | 0 | 0 | 0 | 0 | 0 | 0 | 0 | 0 | 0 | 0 | 0 | 0 | 0 | 0 | 0 | 0 | 0 | 0 | 0 | 0 | 0 | 0 | 0 | 0 | 0 | 0 | 0 | 0 | 0 | 0 | 0 | 0 | 0 | 0 | 0
| Total carbon dioxide equivalent |  |  | 2.2934 | 1.3685 | 0.007728 | 0.007728 | 0.007728 | 0.007728 | 0.007728 | 0.007728 | 0.007728 | 0.007728 | 0.007728 | 0 | 0 | 0 | 0 | 0 | 0 | 0 | 0 | 0 | 0 | 0 | 0 | 0 | 0 | 0 | 0 | 0 | 0 | 0 | 0 | 0 | 0 | 0 | 0 | 0 | 0 | 0 | 0 | 0 | 0 | 0 | 0 | 0 | 0 | 0 | 0 | 0 | 0 | 0 | 0 | 0 | 0 | 0 | 0 | 0 | 0 | 0 | 0 | 0 | 0 | 0 | 0 | 0 | 0 | 0 | 0 | 0 | 0 | 0 | 0 | 0 | 0 | 0 | 0 | 0 | 0 | 0 | 0 | 0 | 0 | 0 | 0 | 0 | 0 | 0 | 0 | 0 | 0 | 0 | 0 | 0 | 0 | 0 | 0 | 0 | 0 | 0 | 0 | 0
| Sum total of carbon dioxide equivalent emissions (tonnes) |  | - | 2025-07-01: 3.7315
f | Total costs
| Net costs (undiscounted) |  |  | 40448.8177 | 26855 | 2311.375 | 2369.1594 | 2428.3884 | 2489.0981 | 2551.3255 | 2615.1087 | 2680.4864 | 2747.4985 | 2816.186 | 0 | 0 | 0 | 0 | 0 | 0 | 0 | 0 | 0 | 0 | 0 | 0 | 0 | 0 | 0 | 0 | 0 | 0 | 0 | 0 | 0 | 0 | 0 | 0 | 0 | 0 | 0 | 0 | 0 | 0 | 0 | 0 | 0 | 0 | 0 | 0 | 0 | 0 | 0 | 0 | 0 | 0 | 0 | 0 | 0 | 0 | 0 | 0 | 0 | 0 | 0 | 0 | 0 | 0 | 0 | 0 | 0 | 0 | 0 | 0 | 0 | 0 | 0 | 0 | 0 | 0 | 0 | 0 | 0 | 0 | 0 | 0 | 0 | 0 | 0 | 0 | 0 | 0 | 0 | 0 | 0 | 0 | 0 | 0 | 0 | 0 | 0 | 0 | 0
| Net cost (undiscounted) |  |  | 2025-07-01: 90312.4436
| Net costs (discounted) |  |  | 40448.8177 | 25145.1311 | 2026.4127 | 1944.825 | 1866.5221 | 1791.3718 | 1719.2473 | 1650.0267 | 1583.593 | 1519.8341 | 1458.6423 | 0 | 0 | 0 | 0 | 0 | 0 | 0 | 0 | 0 | 0 | 0 | 0 | 0 | 0 | 0 | 0 | 0 | 0 | 0 | 0 | 0 | 0 | 0 | 0 | 0 | 0 | 0 | 0 | 0 | 0 | 0 | 0 | 0 | 0 | 0 | 0 | 0 | 0 | 0 | 0 | 0 | 0 | 0 | 0 | 0 | 0 | 0 | 0 | 0 | 0 | 0 | 0 | 0 | 0 | 0 | 0 | 0 | 0 | 0 | 0 | 0 | 0 | 0 | 0 | 0 | 0 | 0 | 0 | 0 | 0 | 0 | 0 | 0 | 0 | 0 | 0 | 0 | 0 | 0 | 0 | 0 | 0 | 0 | 0 | 0 | 0 | 0 | 0 | 0
| Net cost (discounted) |  |  | 2025-07-01: 81154.4239
| Economic costs of carbon emissions |  |  | 301.7398 | 182.8006 | 1.0633 | 1.1332 | 1.2729 | 1.5212 | 1.8627 | 2.2042 | 2.4526 | 2.5923 | 2.6622 | 0 | 0 | 0 | 0 | 0 | 0 | 0 | 0 | 0 | 0 | 0 | 0 | 0 | 0 | 0 | 0 | 0 | 0 | 0 | 0 | 0 | 0 | 0 | 0 | 0 | 0 | 0 | 0 | 0 | 0 | 0 | 0 | 0 | 0 | 0 | 0 | 0 | 0 | 0 | 0 | 0 | 0 | 0 | 0 | 0 | 0 | 0 | 0 | 0 | 0 | 0 | 0 | 0 | 0 | 0 | 0 | 0 | 0 | 0 | 0 | 0 | 0 | 0 | 0 | 0 | 0 | 0 | 0 | 0 | 0 | 0 | 0 | 0 | 0 | 0 | 0 | 0 | 0 | 0 | 0 | 0 | 0 | 0 | 0 | 0 | 0 | 0 | 0 | 0
| Economic cost of carbon emissions |  | - | 2025-07-01: 501.305
3. Option 2:
a | Acquisition
| Total acquisition cost incurred in Year 1 |  |  | 63069.9181 | 0 | 0 | 0 | 0 | 0 | 0 | 0 | 0 | 0 | 0 | 0 | 0 | 0 | 0 | 0 | 0 | 0 | 0 | 0 | 0 | 0 | 0 | 0 | 0 | 0 | 0 | 0 | 0 | 0 | 0 | 0 | 0 | 0 | 0 | 0 | 0 | 0 | 0 | 0 | 0 | 0 | 0 | 0 | 0 | 0 | 0 | 0 | 0 | 0 | 0 | 0 | 0 | 0 | 0 | 0 | 0 | 0 | 0 | 0 | 0 | 0 | 0 | 0 | 0 | 0 | 0 | 0 | 0 | 0 | 0 | 0 | 0 | 0 | 0 | 0 | 0 | 0 | 0 | 0 | 0 | 0 | 0 | 0 | 0 | 0 | 0 | 0 | 0 | 0 | 0 | 0 | 0 | 0 | 0 | 0 | 0 | 0 | 0 | 0
| Total acquisition cost incurred in Year 2 |  |  | 0 | 51250 | 0 | 0 | 0 | 0 | 0 | 0 | 0 | 0 | 0 | 0 | 0 | 0 | 0 | 0 | 0 | 0 | 0 | 0 | 0 | 0 | 0 | 0 | 0 | 0 | 0 | 0 | 0 | 0 | 0 | 0 | 0 | 0 | 0 | 0 | 0 | 0 | 0 | 0 | 0 | 0 | 0 | 0 | 0 | 0 | 0 | 0 | 0 | 0 | 0 | 0 | 0 | 0 | 0 | 0 | 0 | 0 | 0 | 0 | 0 | 0 | 0 | 0 | 0 | 0 | 0 | 0 | 0 | 0 | 0 | 0 | 0 | 0 | 0 | 0 | 0 | 0 | 0 | 0 | 0 | 0 | 0 | 0 | 0 | 0 | 0 | 0 | 0 | 0 | 0 | 0 | 0 | 0 | 0 | 0 | 0 | 0 | 0 | 0
| Total acquisition cost incurred in Year 3 |  |  | 0 | 0 | 0 | 0 | 0 | 0 | 0 | 0 | 0 | 0 | 0 | 0 | 0 | 0 | 0 | 0 | 0 | 0 | 0 | 0 | 0 | 0 | 0 | 0 | 0 | 0 | 0 | 0 | 0 | 0 | 0 | 0 | 0 | 0 | 0 | 0 | 0 | 0 | 0 | 0 | 0 | 0 | 0 | 0 | 0 | 0 | 0 | 0 | 0 | 0 | 0 | 0 | 0 | 0 | 0 | 0 | 0 | 0 | 0 | 0 | 0 | 0 | 0 | 0 | 0 | 0 | 0 | 0 | 0 | 0 | 0 | 0 | 0 | 0 | 0 | 0 | 0 | 0 | 0 | 0 | 0 | 0 | 0 | 0 | 0 | 0 | 0 | 0 | 0 | 0 | 0 | 0 | 0 | 0 | 0 | 0 | 0 | 0 | 0 | 0
| Total acquisition cost incurred in Year 4 |  |  | 0 | 0 | 0 | 0 | 0 | 0 | 0 | 0 | 0 | 0 | 0 | 0 | 0 | 0 | 0 | 0 | 0 | 0 | 0 | 0 | 0 | 0 | 0 | 0 | 0 | 0 | 0 | 0 | 0 | 0 | 0 | 0 | 0 | 0 | 0 | 0 | 0 | 0 | 0 | 0 | 0 | 0 | 0 | 0 | 0 | 0 | 0 | 0 | 0 | 0 | 0 | 0 | 0 | 0 | 0 | 0 | 0 | 0 | 0 | 0 | 0 | 0 | 0 | 0 | 0 | 0 | 0 | 0 | 0 | 0 | 0 | 0 | 0 | 0 | 0 | 0 | 0 | 0 | 0 | 0 | 0 | 0 | 0 | 0 | 0 | 0 | 0 | 0 | 0 | 0 | 0 | 0 | 0 | 0 | 0 | 0 | 0 | 0 | 0 | 0
| Total acquisition cost incurred in Year 5 |  |  | 0 | 0 | 0 | 0 | 0 | 0 | 0 | 0 | 0 | 0 | 0 | 0 | 0 | 0 | 0 | 0 | 0 | 0 | 0 | 0 | 0 | 0 | 0 | 0 | 0 | 0 | 0 | 0 | 0 | 0 | 0 | 0 | 0 | 0 | 0 | 0 | 0 | 0 | 0 | 0 | 0 | 0 | 0 | 0 | 0 | 0 | 0 | 0 | 0 | 0 | 0 | 0 | 0 | 0 | 0 | 0 | 0 | 0 | 0 | 0 | 0 | 0 | 0 | 0 | 0 | 0 | 0 | 0 | 0 | 0 | 0 | 0 | 0 | 0 | 0 | 0 | 0 | 0 | 0 | 0 | 0 | 0 | 0 | 0 | 0 | 0 | 0 | 0 | 0 | 0 | 0 | 0 | 0 | 0 | 0 | 0 | 0 | 0 | 0 | 0
| Total acquisition cost incurred in Year 6 |  |  | 0 | 0 | 0 | 0 | 0 | 0 | 0 | 0 | 0 | 0 | 0 | 0 | 0 | 0 | 0 | 0 | 0 | 0 | 0 | 0 | 0 | 0 | 0 | 0 | 0 | 0 | 0 | 0 | 0 | 0 | 0 | 0 | 0 | 0 | 0 | 0 | 0 | 0 | 0 | 0 | 0 | 0 | 0 | 0 | 0 | 0 | 0 | 0 | 0 | 0 | 0 | 0 | 0 | 0 | 0 | 0 | 0 | 0 | 0 | 0 | 0 | 0 | 0 | 0 | 0 | 0 | 0 | 0 | 0 | 0 | 0 | 0 | 0 | 0 | 0 | 0 | 0 | 0 | 0 | 0 | 0 | 0 | 0 | 0 | 0 | 0 | 0 | 0 | 0 | 0 | 0 | 0 | 0 | 0 | 0 | 0 | 0 | 0 | 0 | 0
| Total acquisition cost incurred in Year 7 |  |  | 0 | 0 | 0 | 0 | 0 | 0 | 0 | 0 | 0 | 0 | 0 | 0 | 0 | 0 | 0 | 0 | 0 | 0 | 0 | 0 | 0 | 0 | 0 | 0 | 0 | 0 | 0 | 0 | 0 | 0 | 0 | 0 | 0 | 0 | 0 | 0 | 0 | 0 | 0 | 0 | 0 | 0 | 0 | 0 | 0 | 0 | 0 | 0 | 0 | 0 | 0 | 0 | 0 | 0 | 0 | 0 | 0 | 0 | 0 | 0 | 0 | 0 | 0 | 0 | 0 | 0 | 0 | 0 | 0 | 0 | 0 | 0 | 0 | 0 | 0 | 0 | 0 | 0 | 0 | 0 | 0 | 0 | 0 | 0 | 0 | 0 | 0 | 0 | 0 | 0 | 0 | 0 | 0 | 0 | 0 | 0 | 0 | 0 | 0 | 0
| Total acquisition cost incurred in Year 8 |  |  | 0 | 0 | 0 | 0 | 0 | 0 | 0 | 0 | 0 | 0 | 0 | 0 | 0 | 0 | 0 | 0 | 0 | 0 | 0 | 0 | 0 | 0 | 0 | 0 | 0 | 0 | 0 | 0 | 0 | 0 | 0 | 0 | 0 | 0 | 0 | 0 | 0 | 0 | 0 | 0 | 0 | 0 | 0 | 0 | 0 | 0 | 0 | 0 | 0 | 0 | 0 | 0 | 0 | 0 | 0 | 0 | 0 | 0 | 0 | 0 | 0 | 0 | 0 | 0 | 0 | 0 | 0 | 0 | 0 | 0 | 0 | 0 | 0 | 0 | 0 | 0 | 0 | 0 | 0 | 0 | 0 | 0 | 0 | 0 | 0 | 0 | 0 | 0 | 0 | 0 | 0 | 0 | 0 | 0 | 0 | 0 | 0 | 0 | 0 | 0
| Total acquisition cost incurred in Year 9 |  |  | 0 | 0 | 0 | 0 | 0 | 0 | 0 | 0 | 0 | 0 | 0 | 0 | 0 | 0 | 0 | 0 | 0 | 0 | 0 | 0 | 0 | 0 | 0 | 0 | 0 | 0 | 0 | 0 | 0 | 0 | 0 | 0 | 0 | 0 | 0 | 0 | 0 | 0 | 0 | 0 | 0 | 0 | 0 | 0 | 0 | 0 | 0 | 0 | 0 | 0 | 0 | 0 | 0 | 0 | 0 | 0 | 0 | 0 | 0 | 0 | 0 | 0 | 0 | 0 | 0 | 0 | 0 | 0 | 0 | 0 | 0 | 0 | 0 | 0 | 0 | 0 | 0 | 0 | 0 | 0 | 0 | 0 | 0 | 0 | 0 | 0 | 0 | 0 | 0 | 0 | 0 | 0 | 0 | 0 | 0 | 0 | 0 | 0 | 0 | 0
| Total acquisition cost incurred in Year 10 |  |  | 0 | 0 | 0 | 0 | 0 | 0 | 0 | 0 | 0 | 0 | 0 | 0 | 0 | 0 | 0 | 0 | 0 | 0 | 0 | 0 | 0 | 0 | 0 | 0 | 0 | 0 | 0 | 0 | 0 | 0 | 0 | 0 | 0 | 0 | 0 | 0 | 0 | 0 | 0 | 0 | 0 | 0 | 0 | 0 | 0 | 0 | 0 | 0 | 0 | 0 | 0 | 0 | 0 | 0 | 0 | 0 | 0 | 0 | 0 | 0 | 0 | 0 | 0 | 0 | 0 | 0 | 0 | 0 | 0 | 0 | 0 | 0 | 0 | 0 | 0 | 0 | 0 | 0 | 0 | 0 | 0 | 0 | 0 | 0 | 0 | 0 | 0 | 0 | 0 | 0 | 0 | 0 | 0 | 0 | 0 | 0 | 0 | 0 | 0 | 0
| Total acquisition costs (undiscounted) |  |  | 63069.9181 | 51250 | 0 | 0 | 0 | 0 | 0 | 0 | 0 | 0 | 0 | 0 | 0 | 0 | 0 | 0 | 0 | 0 | 0 | 0 | 0 | 0 | 0 | 0 | 0 | 0 | 0 | 0 | 0 | 0 | 0 | 0 | 0 | 0 | 0 | 0 | 0 | 0 | 0 | 0 | 0 | 0 | 0 | 0 | 0 | 0 | 0 | 0 | 0 | 0 | 0 | 0 | 0 | 0 | 0 | 0 | 0 | 0 | 0 | 0 | 0 | 0 | 0 | 0 | 0 | 0 | 0 | 0 | 0 | 0 | 0 | 0 | 0 | 0 | 0 | 0 | 0 | 0 | 0 | 0 | 0 | 0 | 0 | 0 | 0 | 0 | 0 | 0 | 0 | 0 | 0 | 0 | 0 | 0 | 0 | 0 | 0 | 0 | 0 | 0
| Total acquisition cost (undiscounted) |  | - | 2025-07-01: 114319.9181
| Total acquisition costs (discounted) |  |  | 63069.9181 | 47986.8914 | 0 | 0 | 0 | 0 | 0 | 0 | 0 | 0 | 0 | 0 | 0 | 0 | 0 | 0 | 0 | 0 | 0 | 0 | 0 | 0 | 0 | 0 | 0 | 0 | 0 | 0 | 0 | 0 | 0 | 0 | 0 | 0 | 0 | 0 | 0 | 0 | 0 | 0 | 0 | 0 | 0 | 0 | 0 | 0 | 0 | 0 | 0 | 0 | 0 | 0 | 0 | 0 | 0 | 0 | 0 | 0 | 0 | 0 | 0 | 0 | 0 | 0 | 0 | 0 | 0 | 0 | 0 | 0 | 0 | 0 | 0 | 0 | 0 | 0 | 0 | 0 | 0 | 0 | 0 | 0 | 0 | 0 | 0 | 0 | 0 | 0 | 0 | 0 | 0 | 0 | 0 | 0 | 0 | 0 | 0 | 0 | 0 | 0
| Total acquisition cost (discounted) |  |  | 2025-07-01: 111056.8095
b | Operation stage
| Electricity cost per annum |  |  | 0 | 0 | 0 | 0 | 0 | 0 | 0 | 0 | 0 | 0 | 0 | 0 | 0 | 0 | 0 | 0 | 0 | 0 | 0 | 0 | 0 | 0 | 0 | 0 | 0 | 0 | 0 | 0 | 0 | 0 | 0 | 0 | 0 | 0 | 0 | 0 | 0 | 0 | 0 | 0 | 0 | 0 | 0 | 0 | 0 | 0 | 0 | 0 | 0 | 0 | 0 | 0 | 0 | 0 | 0 | 0 | 0 | 0 | 0 | 0 | 0 | 0 | 0 | 0 | 0 | 0 | 0 | 0 | 0 | 0 | 0 | 0 | 0 | 0 | 0 | 0 | 0 | 0 | 0 | 0 | 0 | 0 | 0 | 0 | 0 | 0 | 0 | 0 | 0 | 0 | 0 | 0 | 0 | 0 | 0 | 0 | 0 | 0 | 0 | 0
| Operating cost per annum |  |  | 0 | 0 | 0 | 0 | 0 | 0 | 0 | 0 | 0 | 0 | 0 | 0 | 0 | 0 | 0 | 0 | 0 | 0 | 0 | 0 | 0 | 0 | 0 | 0 | 0 | 0 | 0 | 0 | 0 | 0 | 0 | 0 | 0 | 0 | 0 | 0 | 0 | 0 | 0 | 0 | 0 | 0 | 0 | 0 | 0 | 0 | 0 | 0 | 0 | 0 | 0 | 0 | 0 | 0 | 0 | 0 | 0 | 0 | 0 | 0 | 0 | 0 | 0 | 0 | 0 | 0 | 0 | 0 | 0 | 0 | 0 | 0 | 0 | 0 | 0 | 0 | 0 | 0 | 0 | 0 | 0 | 0 | 0 | 0 | 0 | 0 | 0 | 0 | 0 | 0 | 0 | 0 | 0 | 0 | 0 | 0 | 0 | 0 | 0 | 0
| Re-occurring annualised fees and charges (e.g., rent, leases) |  |  | 0 | 0 | 0 | 0 | 0 | 0 | 0 | 0 | 0 | 0 | 0 | 0 | 0 | 0 | 0 | 0 | 0 | 0 | 0 | 0 | 0 | 0 | 0 | 0 | 0 | 0 | 0 | 0 | 0 | 0 | 0 | 0 | 0 | 0 | 0 | 0 | 0 | 0 | 0 | 0 | 0 | 0 | 0 | 0 | 0 | 0 | 0 | 0 | 0 | 0 | 0 | 0 | 0 | 0 | 0 | 0 | 0 | 0 | 0 | 0 | 0 | 0 | 0 | 0 | 0 | 0 | 0 | 0 | 0 | 0 | 0 | 0 | 0 | 0 | 0 | 0 | 0 | 0 | 0 | 0 | 0 | 0 | 0 | 0 | 0 | 0 | 0 | 0 | 0 | 0 | 0 | 0 | 0 | 0 | 0 | 0 | 0 | 0 | 0 | 0
| Total operation costs (undiscounted) |  |  | 0 | 0 | 0 | 0 | 0 | 0 | 0 | 0 | 0 | 0 | 0 | 0 | 0 | 0 | 0 | 0 | 0 | 0 | 0 | 0 | 0 | 0 | 0 | 0 | 0 | 0 | 0 | 0 | 0 | 0 | 0 | 0 | 0 | 0 | 0 | 0 | 0 | 0 | 0 | 0 | 0 | 0 | 0 | 0 | 0 | 0 | 0 | 0 | 0 | 0 | 0 | 0 | 0 | 0 | 0 | 0 | 0 | 0 | 0 | 0 | 0 | 0 | 0 | 0 | 0 | 0 | 0 | 0 | 0 | 0 | 0 | 0 | 0 | 0 | 0 | 0 | 0 | 0 | 0 | 0 | 0 | 0 | 0 | 0 | 0 | 0 | 0 | 0 | 0 | 0 | 0 | 0 | 0 | 0 | 0 | 0 | 0 | 0 | 0 | 0
| Total operation cost (undiscounted) |  | - | 2025-07-01: 0
| Total operation costs (discounted) |  |  | 0 | 0 | 0 | 0 | 0 | 0 | 0 | 0 | 0 | 0 | 0 | 0 | 0 | 0 | 0 | 0 | 0 | 0 | 0 | 0 | 0 | 0 | 0 | 0 | 0 | 0 | 0 | 0 | 0 | 0 | 0 | 0 | 0 | 0 | 0 | 0 | 0 | 0 | 0 | 0 | 0 | 0 | 0 | 0 | 0 | 0 | 0 | 0 | 0 | 0 | 0 | 0 | 0 | 0 | 0 | 0 | 0 | 0 | 0 | 0 | 0 | 0 | 0 | 0 | 0 | 0 | 0 | 0 | 0 | 0 | 0 | 0 | 0 | 0 | 0 | 0 | 0 | 0 | 0 | 0 | 0 | 0 | 0 | 0 | 0 | 0 | 0 | 0 | 0 | 0 | 0 | 0 | 0 | 0 | 0 | 0 | 0 | 0 | 0 | 0
| Total operation cost (discounted) |  |  | 2025-07-01: 0
c | Maintenance stage
| Maintenance event 1: Timber façade repair |  |  | 0 | 0 | 0 | 0 | 0 | 0 | 0 | 0 | 8618.312 | 0 | 0 | 0 | 0 | 0 | 0 | 0 | 0 | 0 | 0 | 0 | 0 | 0 | 0 | 0 | 0 | 0 | 0 | 0 | 0 | 0 | 0 | 0 | 0 | 0 | 0 | 0 | 0 | 0 | 0 | 0 | 0 | 0 | 0 | 0 | 0 | 0 | 0 | 0 | 0 | 0 | 0 | 0 | 0 | 0 | 0 | 0 | 0 | 0 | 0 | 0 | 0 | 0 | 0 | 0 | 0 | 0 | 0 | 0 | 0 | 0 | 0 | 0 | 0 | 0 | 0 | 0 | 0 | 0 | 0 | 0 | 0 | 0 | 0 | 0 | 0 | 0 | 0 | 0 | 0 | 0 | 0 | 0 | 0 | 0 | 0 | 0 | 0 | 0 | 0 | 0
| Maintenance event 2: |  |  | 0 | 0 | 0 | 0 | 0 | 0 | 0 | 0 | 0 | 0 | 0 | 0 | 0 | 0 | 0 | 0 | 0 | 0 | 0 | 0 | 0 | 0 | 0 | 0 | 0 | 0 | 0 | 0 | 0 | 0 | 0 | 0 | 0 | 0 | 0 | 0 | 0 | 0 | 0 | 0 | 0 | 0 | 0 | 0 | 0 | 0 | 0 | 0 | 0 | 0 | 0 | 0 | 0 | 0 | 0 | 0 | 0 | 0 | 0 | 0 | 0 | 0 | 0 | 0 | 0 | 0 | 0 | 0 | 0 | 0 | 0 | 0 | 0 | 0 | 0 | 0 | 0 | 0 | 0 | 0 | 0 | 0 | 0 | 0 | 0 | 0 | 0 | 0 | 0 | 0 | 0 | 0 | 0 | 0 | 0 | 0 | 0 | 0 | 0 | 0
| Maintenance event 3: |  |  | 0 | 0 | 0 | 0 | 0 | 0 | 0 | 0 | 0 | 0 | 0 | 0 | 0 | 0 | 0 | 0 | 0 | 0 | 0 | 0 | 0 | 0 | 0 | 0 | 0 | 0 | 0 | 0 | 0 | 0 | 0 | 0 | 0 | 0 | 0 | 0 | 0 | 0 | 0 | 0 | 0 | 0 | 0 | 0 | 0 | 0 | 0 | 0 | 0 | 0 | 0 | 0 | 0 | 0 | 0 | 0 | 0 | 0 | 0 | 0 | 0 | 0 | 0 | 0 | 0 | 0 | 0 | 0 | 0 | 0 | 0 | 0 | 0 | 0 | 0 | 0 | 0 | 0 | 0 | 0 | 0 | 0 | 0 | 0 | 0 | 0 | 0 | 0 | 0 | 0 | 0 | 0 | 0 | 0 | 0 | 0 | 0 | 0 | 0 | 0
| Maintenance event 4: |  |  | 0 | 0 | 0 | 0 | 0 | 0 | 0 | 0 | 0 | 0 | 0 | 0 | 0 | 0 | 0 | 0 | 0 | 0 | 0 | 0 | 0 | 0 | 0 | 0 | 0 | 0 | 0 | 0 | 0 | 0 | 0 | 0 | 0 | 0 | 0 | 0 | 0 | 0 | 0 | 0 | 0 | 0 | 0 | 0 | 0 | 0 | 0 | 0 | 0 | 0 | 0 | 0 | 0 | 0 | 0 | 0 | 0 | 0 | 0 | 0 | 0 | 0 | 0 | 0 | 0 | 0 | 0 | 0 | 0 | 0 | 0 | 0 | 0 | 0 | 0 | 0 | 0 | 0 | 0 | 0 | 0 | 0 | 0 | 0 | 0 | 0 | 0 | 0 | 0 | 0 | 0 | 0 | 0 | 0 | 0 | 0 | 0 | 0 | 0 | 0
| Provision for general annual maintenance (e.g., unforeseen breakages) |  |  | 0 | 1537.5 | 1575.9375 | 1615.3359 | 1655.7193 | 1697.1123 | 1739.5401 | 1783.0286 | 1827.6043 | 1873.2945 | 1920.1268 | 0 | 0 | 0 | 0 | 0 | 0 | 0 | 0 | 0 | 0 | 0 | 0 | 0 | 0 | 0 | 0 | 0 | 0 | 0 | 0 | 0 | 0 | 0 | 0 | 0 | 0 | 0 | 0 | 0 | 0 | 0 | 0 | 0 | 0 | 0 | 0 | 0 | 0 | 0 | 0 | 0 | 0 | 0 | 0 | 0 | 0 | 0 | 0 | 0 | 0 | 0 | 0 | 0 | 0 | 0 | 0 | 0 | 0 | 0 | 0 | 0 | 0 | 0 | 0 | 0 | 0 | 0 | 0 | 0 | 0 | 0 | 0 | 0 | 0 | 0 | 0 | 0 | 0 | 0 | 0 | 0 | 0 | 0 | 0 | 0 | 0 | 0 | 0 | 0
| Total maintenance costs (undiscounted) |  |  | 0 | 1537.5 | 1575.9375 | 1615.3359 | 1655.7193 | 1697.1123 | 1739.5401 | 1783.0286 | 10445.9163 | 1873.2945 | 1920.1268 | 0 | 0 | 0 | 0 | 0 | 0 | 0 | 0 | 0 | 0 | 0 | 0 | 0 | 0 | 0 | 0 | 0 | 0 | 0 | 0 | 0 | 0 | 0 | 0 | 0 | 0 | 0 | 0 | 0 | 0 | 0 | 0 | 0 | 0 | 0 | 0 | 0 | 0 | 0 | 0 | 0 | 0 | 0 | 0 | 0 | 0 | 0 | 0 | 0 | 0 | 0 | 0 | 0 | 0 | 0 | 0 | 0 | 0 | 0 | 0 | 0 | 0 | 0 | 0 | 0 | 0 | 0 | 0 | 0 | 0 | 0 | 0 | 0 | 0 | 0 | 0 | 0 | 0 | 0 | 0 | 0 | 0 | 0 | 0 | 0 | 0 | 0 | 0 | 0
| Total maintenance cost (undiscounted) |  | - | 2025-07-01: 25843.5114
| Total maintenance costs (discounted) |  |  | 0 | 1439.6067 | 1381.645 | 1326.017 | 1272.6287 | 1221.3899 | 1172.2141 | 1125.0182 | 6171.298 | 1036.2505 | 994.5289 | 0 | 0 | 0 | 0 | 0 | 0 | 0 | 0 | 0 | 0 | 0 | 0 | 0 | 0 | 0 | 0 | 0 | 0 | 0 | 0 | 0 | 0 | 0 | 0 | 0 | 0 | 0 | 0 | 0 | 0 | 0 | 0 | 0 | 0 | 0 | 0 | 0 | 0 | 0 | 0 | 0 | 0 | 0 | 0 | 0 | 0 | 0 | 0 | 0 | 0 | 0 | 0 | 0 | 0 | 0 | 0 | 0 | 0 | 0 | 0 | 0 | 0 | 0 | 0 | 0 | 0 | 0 | 0 | 0 | 0 | 0 | 0 | 0 | 0 | 0 | 0 | 0 | 0 | 0 | 0 | 0 | 0 | 0 | 0 | 0 | 0 | 0 | 0 | 0
| Total maintenance cost (discounted) |  |  | 2025-07-01: 17140.5971
f | End-of-life stage
| Residual value |  |  | 0 | 0 | 0 | 0 | 0 | 0 | 0 | 0 | 0 | 0 | 43296.2995 | 0 | 0 | 0 | 0 | 0 | 0 | 0 | 0 | 0 | 0 | 0 | 0 | 0 | 0 | 0 | 0 | 0 | 0 | 0 | 0 | 0 | 0 | 0 | 0 | 0 | 0 | 0 | 0 | 0 | 0 | 0 | 0 | 0 | 0 | 0 | 0 | 0 | 0 | 0 | 0 | 0 | 0 | 0 | 0 | 0 | 0 | 0 | 0 | 0 | 0 | 0 | 0 | 0 | 0 | 0 | 0 | 0 | 0 | 0 | 0 | 0 | 0 | 0 | 0 | 0 | 0 | 0 | 0 | 0 | 0 | 0 | 0 | 0 | 0 | 0 | 0 | 0 | 0 | 0 | 0 | 0 | 0 | 0 | 0 | 0 | 0 | 0 | 0 | 0
| Total residual values (undiscounted) |  |  | 0 | 0 | 0 | 0 | 0 | 0 | 0 | 0 | 0 | 0 | 43296.2995 | 0 | 0 | 0 | 0 | 0 | 0 | 0 | 0 | 0 | 0 | 0 | 0 | 0 | 0 | 0 | 0 | 0 | 0 | 0 | 0 | 0 | 0 | 0 | 0 | 0 | 0 | 0 | 0 | 0 | 0 | 0 | 0 | 0 | 0 | 0 | 0 | 0 | 0 | 0 | 0 | 0 | 0 | 0 | 0 | 0 | 0 | 0 | 0 | 0 | 0 | 0 | 0 | 0 | 0 | 0 | 0 | 0 | 0 | 0 | 0 | 0 | 0 | 0 | 0 | 0 | 0 | 0 | 0 | 0 | 0 | 0 | 0 | 0 | 0 | 0 | 0 | 0 | 0 | 0 | 0 | 0 | 0 | 0 | 0 | 0 | 0 | 0 | 0 | 0
| Total residual value (undiscounted) |  | - | 2025-07-01: 43296.2995
| Total residual values (discounted) |  |  | 0 | 0 | 0 | 0 | 0 | 0 | 0 | 0 | 0 | 0 | 22425.2995 | 0 | 0 | 0 | 0 | 0 | 0 | 0 | 0 | 0 | 0 | 0 | 0 | 0 | 0 | 0 | 0 | 0 | 0 | 0 | 0 | 0 | 0 | 0 | 0 | 0 | 0 | 0 | 0 | 0 | 0 | 0 | 0 | 0 | 0 | 0 | 0 | 0 | 0 | 0 | 0 | 0 | 0 | 0 | 0 | 0 | 0 | 0 | 0 | 0 | 0 | 0 | 0 | 0 | 0 | 0 | 0 | 0 | 0 | 0 | 0 | 0 | 0 | 0 | 0 | 0 | 0 | 0 | 0 | 0 | 0 | 0 | 0 | 0 | 0 | 0 | 0 | 0 | 0 | 0 | 0 | 0 | 0 | 0 | 0 | 0 | 0 | 0 | 0 | 0
| Total residual value (discounted) |  |  | 2025-07-01: 22425.2995
e | Carbon dioxide equivalent emissions
e.i | Economic cost of carbon dioxide equivalent emissions
| Acquisition stage Year 1 |  |  | 445.6065 | 0 | 0 | 0 | 0 | 0 | 0 | 0 | 0 | 0 | 0 | 0 | 0 | 0 | 0 | 0 | 0 | 0 | 0 | 0 | 0 | 0 | 0 | 0 | 0 | 0 | 0 | 0 | 0 | 0 | 0 | 0 | 0 | 0 | 0 | 0 | 0 | 0 | 0 | 0 | 0 | 0 | 0 | 0 | 0 | 0 | 0 | 0 | 0 | 0 | 0 | 0 | 0 | 0 | 0 | 0 | 0 | 0 | 0 | 0 | 0 | 0 | 0 | 0 | 0 | 0 | 0 | 0 | 0 | 0 | 0 | 0 | 0 | 0 | 0 | 0 | 0 | 0 | 0 | 0 | 0 | 0 | 0 | 0 | 0 | 0 | 0 | 0 | 0 | 0 | 0 | 0 | 0 | 0 | 0 | 0 | 0 | 0 | 0 | 0
| Acquisition stage Year 2 |  |  | 0 | 358.6573 | 0 | 0 | 0 | 0 | 0 | 0 | 0 | 0 | 0 | 0 | 0 | 0 | 0 | 0 | 0 | 0 | 0 | 0 | 0 | 0 | 0 | 0 | 0 | 0 | 0 | 0 | 0 | 0 | 0 | 0 | 0 | 0 | 0 | 0 | 0 | 0 | 0 | 0 | 0 | 0 | 0 | 0 | 0 | 0 | 0 | 0 | 0 | 0 | 0 | 0 | 0 | 0 | 0 | 0 | 0 | 0 | 0 | 0 | 0 | 0 | 0 | 0 | 0 | 0 | 0 | 0 | 0 | 0 | 0 | 0 | 0 | 0 | 0 | 0 | 0 | 0 | 0 | 0 | 0 | 0 | 0 | 0 | 0 | 0 | 0 | 0 | 0 | 0 | 0 | 0 | 0 | 0 | 0 | 0 | 0 | 0 | 0 | 0
| Acquisition stage Year 3 |  |  | 0 | 0 | 0 | 0 | 0 | 0 | 0 | 0 | 0 | 0 | 0 | 0 | 0 | 0 | 0 | 0 | 0 | 0 | 0 | 0 | 0 | 0 | 0 | 0 | 0 | 0 | 0 | 0 | 0 | 0 | 0 | 0 | 0 | 0 | 0 | 0 | 0 | 0 | 0 | 0 | 0 | 0 | 0 | 0 | 0 | 0 | 0 | 0 | 0 | 0 | 0 | 0 | 0 | 0 | 0 | 0 | 0 | 0 | 0 | 0 | 0 | 0 | 0 | 0 | 0 | 0 | 0 | 0 | 0 | 0 | 0 | 0 | 0 | 0 | 0 | 0 | 0 | 0 | 0 | 0 | 0 | 0 | 0 | 0 | 0 | 0 | 0 | 0 | 0 | 0 | 0 | 0 | 0 | 0 | 0 | 0 | 0 | 0 | 0 | 0
| Acquisition stage Year 4 |  |  | 0 | 0 | 0 | 0 | 0 | 0 | 0 | 0 | 0 | 0 | 0 | 0 | 0 | 0 | 0 | 0 | 0 | 0 | 0 | 0 | 0 | 0 | 0 | 0 | 0 | 0 | 0 | 0 | 0 | 0 | 0 | 0 | 0 | 0 | 0 | 0 | 0 | 0 | 0 | 0 | 0 | 0 | 0 | 0 | 0 | 0 | 0 | 0 | 0 | 0 | 0 | 0 | 0 | 0 | 0 | 0 | 0 | 0 | 0 | 0 | 0 | 0 | 0 | 0 | 0 | 0 | 0 | 0 | 0 | 0 | 0 | 0 | 0 | 0 | 0 | 0 | 0 | 0 | 0 | 0 | 0 | 0 | 0 | 0 | 0 | 0 | 0 | 0 | 0 | 0 | 0 | 0 | 0 | 0 | 0 | 0 | 0 | 0 | 0 | 0
| Acquisition stage Year 5 |  |  | 0 | 0 | 0 | 0 | 0 | 0 | 0 | 0 | 0 | 0 | 0 | 0 | 0 | 0 | 0 | 0 | 0 | 0 | 0 | 0 | 0 | 0 | 0 | 0 | 0 | 0 | 0 | 0 | 0 | 0 | 0 | 0 | 0 | 0 | 0 | 0 | 0 | 0 | 0 | 0 | 0 | 0 | 0 | 0 | 0 | 0 | 0 | 0 | 0 | 0 | 0 | 0 | 0 | 0 | 0 | 0 | 0 | 0 | 0 | 0 | 0 | 0 | 0 | 0 | 0 | 0 | 0 | 0 | 0 | 0 | 0 | 0 | 0 | 0 | 0 | 0 | 0 | 0 | 0 | 0 | 0 | 0 | 0 | 0 | 0 | 0 | 0 | 0 | 0 | 0 | 0 | 0 | 0 | 0 | 0 | 0 | 0 | 0 | 0 | 0
| Acquisition stage Year 6 |  |  | 0 | 0 | 0 | 0 | 0 | 0 | 0 | 0 | 0 | 0 | 0 | 0 | 0 | 0 | 0 | 0 | 0 | 0 | 0 | 0 | 0 | 0 | 0 | 0 | 0 | 0 | 0 | 0 | 0 | 0 | 0 | 0 | 0 | 0 | 0 | 0 | 0 | 0 | 0 | 0 | 0 | 0 | 0 | 0 | 0 | 0 | 0 | 0 | 0 | 0 | 0 | 0 | 0 | 0 | 0 | 0 | 0 | 0 | 0 | 0 | 0 | 0 | 0 | 0 | 0 | 0 | 0 | 0 | 0 | 0 | 0 | 0 | 0 | 0 | 0 | 0 | 0 | 0 | 0 | 0 | 0 | 0 | 0 | 0 | 0 | 0 | 0 | 0 | 0 | 0 | 0 | 0 | 0 | 0 | 0 | 0 | 0 | 0 | 0 | 0
| Acquisition stage Year 7 |  |  | 0 | 0 | 0 | 0 | 0 | 0 | 0 | 0 | 0 | 0 | 0 | 0 | 0 | 0 | 0 | 0 | 0 | 0 | 0 | 0 | 0 | 0 | 0 | 0 | 0 | 0 | 0 | 0 | 0 | 0 | 0 | 0 | 0 | 0 | 0 | 0 | 0 | 0 | 0 | 0 | 0 | 0 | 0 | 0 | 0 | 0 | 0 | 0 | 0 | 0 | 0 | 0 | 0 | 0 | 0 | 0 | 0 | 0 | 0 | 0 | 0 | 0 | 0 | 0 | 0 | 0 | 0 | 0 | 0 | 0 | 0 | 0 | 0 | 0 | 0 | 0 | 0 | 0 | 0 | 0 | 0 | 0 | 0 | 0 | 0 | 0 | 0 | 0 | 0 | 0 | 0 | 0 | 0 | 0 | 0 | 0 | 0 | 0 | 0 | 0
| Acquisition stage Year 8 |  |  | 0 | 0 | 0 | 0 | 0 | 0 | 0 | 0 | 0 | 0 | 0 | 0 | 0 | 0 | 0 | 0 | 0 | 0 | 0 | 0 | 0 | 0 | 0 | 0 | 0 | 0 | 0 | 0 | 0 | 0 | 0 | 0 | 0 | 0 | 0 | 0 | 0 | 0 | 0 | 0 | 0 | 0 | 0 | 0 | 0 | 0 | 0 | 0 | 0 | 0 | 0 | 0 | 0 | 0 | 0 | 0 | 0 | 0 | 0 | 0 | 0 | 0 | 0 | 0 | 0 | 0 | 0 | 0 | 0 | 0 | 0 | 0 | 0 | 0 | 0 | 0 | 0 | 0 | 0 | 0 | 0 | 0 | 0 | 0 | 0 | 0 | 0 | 0 | 0 | 0 | 0 | 0 | 0 | 0 | 0 | 0 | 0 | 0 | 0 | 0
| Acquisition stage Year 9 |  |  | 0 | 0 | 0 | 0 | 0 | 0 | 0 | 0 | 0 | 0 | 0 | 0 | 0 | 0 | 0 | 0 | 0 | 0 | 0 | 0 | 0 | 0 | 0 | 0 | 0 | 0 | 0 | 0 | 0 | 0 | 0 | 0 | 0 | 0 | 0 | 0 | 0 | 0 | 0 | 0 | 0 | 0 | 0 | 0 | 0 | 0 | 0 | 0 | 0 | 0 | 0 | 0 | 0 | 0 | 0 | 0 | 0 | 0 | 0 | 0 | 0 | 0 | 0 | 0 | 0 | 0 | 0 | 0 | 0 | 0 | 0 | 0 | 0 | 0 | 0 | 0 | 0 | 0 | 0 | 0 | 0 | 0 | 0 | 0 | 0 | 0 | 0 | 0 | 0 | 0 | 0 | 0 | 0 | 0 | 0 | 0 | 0 | 0 | 0 | 0
| Acquisition stage Year 10 |  |  | 0 | 0 | 0 | 0 | 0 | 0 | 0 | 0 | 0 | 0 | 0 | 0 | 0 | 0 | 0 | 0 | 0 | 0 | 0 | 0 | 0 | 0 | 0 | 0 | 0 | 0 | 0 | 0 | 0 | 0 | 0 | 0 | 0 | 0 | 0 | 0 | 0 | 0 | 0 | 0 | 0 | 0 | 0 | 0 | 0 | 0 | 0 | 0 | 0 | 0 | 0 | 0 | 0 | 0 | 0 | 0 | 0 | 0 | 0 | 0 | 0 | 0 | 0 | 0 | 0 | 0 | 0 | 0 | 0 | 0 | 0 | 0 | 0 | 0 | 0 | 0 | 0 | 0 | 0 | 0 | 0 | 0 | 0 | 0 | 0 | 0 | 0 | 0 | 0 | 0 | 0 | 0 | 0 | 0 | 0 | 0 | 0 | 0 | 0 | 0
| Operation stage non-renewable electricity usage |  |  | 0 | 0 | 0 | 0 | 0 | 0 | 0 | 0 | 0 | 0 | 0 | 0 | 0 | 0 | 0 | 0 | 0 | 0 | 0 | 0 | 0 | 0 | 0 | 0 | 0 | 0 | 0 | 0 | 0 | 0 | 0 | 0 | 0 | 0 | 0 | 0 | 0 | 0 | 0 | 0 | 0 | 0 | 0 | 0 | 0 | 0 | 0 | 0 | 0 | 0 | 0 | 0 | 0 | 0 | 0 | 0 | 0 | 0 | 0 | 0 | 0 | 0 | 0 | 0 | 0 | 0 | 0 | 0 | 0 | 0 | 0 | 0 | 0 | 0 | 0 | 0 | 0 | 0 | 0 | 0 | 0 | 0 | 0 | 0 | 0 | 0 | 0 | 0 | 0 | 0 | 0 | 0 | 0 | 0 | 0 | 0 | 0 | 0 | 0 | 0
| Operation stage (excluding electricity usage) |  |  | 0 | 0 | 0 | 0 | 0 | 0 | 0 | 0 | 0 | 0 | 0 | 0 | 0 | 0 | 0 | 0 | 0 | 0 | 0 | 0 | 0 | 0 | 0 | 0 | 0 | 0 | 0 | 0 | 0 | 0 | 0 | 0 | 0 | 0 | 0 | 0 | 0 | 0 | 0 | 0 | 0 | 0 | 0 | 0 | 0 | 0 | 0 | 0 | 0 | 0 | 0 | 0 | 0 | 0 | 0 | 0 | 0 | 0 | 0 | 0 | 0 | 0 | 0 | 0 | 0 | 0 | 0 | 0 | 0 | 0 | 0 | 0 | 0 | 0 | 0 | 0 | 0 | 0 | 0 | 0 | 0 | 0 | 0 | 0 | 0 | 0 | 0 | 0 | 0 | 0 | 0 | 0 | 0 | 0 | 0 | 0 | 0 | 0 | 0 | 0
| Maintenance event 1: Timber façade repair |  |  | 0 | 0 | 0 | 0 | 0 | 0 | 0 | 0 | 96.3523 | 0 | 0 | 0 | 0 | 0 | 0 | 0 | 0 | 0 | 0 | 0 | 0 | 0 | 0 | 0 | 0 | 0 | 0 | 0 | 0 | 0 | 0 | 0 | 0 | 0 | 0 | 0 | 0 | 0 | 0 | 0 | 0 | 0 | 0 | 0 | 0 | 0 | 0 | 0 | 0 | 0 | 0 | 0 | 0 | 0 | 0 | 0 | 0 | 0 | 0 | 0 | 0 | 0 | 0 | 0 | 0 | 0 | 0 | 0 | 0 | 0 | 0 | 0 | 0 | 0 | 0 | 0 | 0 | 0 | 0 | 0 | 0 | 0 | 0 | 0 | 0 | 0 | 0 | 0 | 0 | 0 | 0 | 0 | 0 | 0 | 0 | 0 | 0 | 0 | 0 | 0
| Maintenance event 2: |  |  | 0 | 0 | 0 | 0 | 0 | 0 | 0 | 0 | 0 | 0 | 0 | 0 | 0 | 0 | 0 | 0 | 0 | 0 | 0 | 0 | 0 | 0 | 0 | 0 | 0 | 0 | 0 | 0 | 0 | 0 | 0 | 0 | 0 | 0 | 0 | 0 | 0 | 0 | 0 | 0 | 0 | 0 | 0 | 0 | 0 | 0 | 0 | 0 | 0 | 0 | 0 | 0 | 0 | 0 | 0 | 0 | 0 | 0 | 0 | 0 | 0 | 0 | 0 | 0 | 0 | 0 | 0 | 0 | 0 | 0 | 0 | 0 | 0 | 0 | 0 | 0 | 0 | 0 | 0 | 0 | 0 | 0 | 0 | 0 | 0 | 0 | 0 | 0 | 0 | 0 | 0 | 0 | 0 | 0 | 0 | 0 | 0 | 0 | 0 | 0
| Maintenance event 3: |  |  | 0 | 0 | 0 | 0 | 0 | 0 | 0 | 0 | 0 | 0 | 0 | 0 | 0 | 0 | 0 | 0 | 0 | 0 | 0 | 0 | 0 | 0 | 0 | 0 | 0 | 0 | 0 | 0 | 0 | 0 | 0 | 0 | 0 | 0 | 0 | 0 | 0 | 0 | 0 | 0 | 0 | 0 | 0 | 0 | 0 | 0 | 0 | 0 | 0 | 0 | 0 | 0 | 0 | 0 | 0 | 0 | 0 | 0 | 0 | 0 | 0 | 0 | 0 | 0 | 0 | 0 | 0 | 0 | 0 | 0 | 0 | 0 | 0 | 0 | 0 | 0 | 0 | 0 | 0 | 0 | 0 | 0 | 0 | 0 | 0 | 0 | 0 | 0 | 0 | 0 | 0 | 0 | 0 | 0 | 0 | 0 | 0 | 0 | 0 | 0
| Maintenance event 4: |  |  | 0 | 0 | 0 | 0 | 0 | 0 | 0 | 0 | 0 | 0 | 0 | 0 | 0 | 0 | 0 | 0 | 0 | 0 | 0 | 0 | 0 | 0 | 0 | 0 | 0 | 0 | 0 | 0 | 0 | 0 | 0 | 0 | 0 | 0 | 0 | 0 | 0 | 0 | 0 | 0 | 0 | 0 | 0 | 0 | 0 | 0 | 0 | 0 | 0 | 0 | 0 | 0 | 0 | 0 | 0 | 0 | 0 | 0 | 0 | 0 | 0 | 0 | 0 | 0 | 0 | 0 | 0 | 0 | 0 | 0 | 0 | 0 | 0 | 0 | 0 | 0 | 0 | 0 | 0 | 0 | 0 | 0 | 0 | 0 | 0 | 0 | 0 | 0 | 0 | 0 | 0 | 0 | 0 | 0 | 0 | 0 | 0 | 0 | 0 | 0
| Annual general maintenance (e.g., unforeseen breakages) |  |  | 0 | 0 | 0 | 0 | 0 | 0 | 0 | 0 | 0 | 0 | 0 | 0 | 0 | 0 | 0 | 0 | 0 | 0 | 0 | 0 | 0 | 0 | 0 | 0 | 0 | 0 | 0 | 0 | 0 | 0 | 0 | 0 | 0 | 0 | 0 | 0 | 0 | 0 | 0 | 0 | 0 | 0 | 0 | 0 | 0 | 0 | 0 | 0 | 0 | 0 | 0 | 0 | 0 | 0 | 0 | 0 | 0 | 0 | 0 | 0 | 0 | 0 | 0 | 0 | 0 | 0 | 0 | 0 | 0 | 0 | 0 | 0 | 0 | 0 | 0 | 0 | 0 | 0 | 0 | 0 | 0 | 0 | 0 | 0 | 0 | 0 | 0 | 0 | 0 | 0 | 0 | 0 | 0 | 0 | 0 | 0 | 0 | 0 | 0 | 0
| End-of-life stage |  |  | 0 | 0 | 0 | 0 | 0 | 0 | 0 | 0 | 0 | 0 | 0 | 0 | 0 | 0 | 0 | 0 | 0 | 0 | 0 | 0 | 0 | 0 | 0 | 0 | 0 | 0 | 0 | 0 | 0 | 0 | 0 | 0 | 0 | 0 | 0 | 0 | 0 | 0 | 0 | 0 | 0 | 0 | 0 | 0 | 0 | 0 | 0 | 0 | 0 | 0 | 0 | 0 | 0 | 0 | 0 | 0 | 0 | 0 | 0 | 0 | 0 | 0 | 0 | 0 | 0 | 0 | 0 | 0 | 0 | 0 | 0 | 0 | 0 | 0 | 0 | 0 | 0 | 0 | 0 | 0 | 0 | 0 | 0 | 0 | 0 | 0 | 0 | 0 | 0 | 0 | 0 | 0 | 0 | 0 | 0 | 0 | 0 | 0 | 0 | 0
| Total carbon dioxide equivalent economic costs |  |  | 445.6065 | 358.6573 | 0 | 0 | 0 | 0 | 0 | 0 | 96.3523 | 0 | 0 | 0 | 0 | 0 | 0 | 0 | 0 | 0 | 0 | 0 | 0 | 0 | 0 | 0 | 0 | 0 | 0 | 0 | 0 | 0 | 0 | 0 | 0 | 0 | 0 | 0 | 0 | 0 | 0 | 0 | 0 | 0 | 0 | 0 | 0 | 0 | 0 | 0 | 0 | 0 | 0 | 0 | 0 | 0 | 0 | 0 | 0 | 0 | 0 | 0 | 0 | 0 | 0 | 0 | 0 | 0 | 0 | 0 | 0 | 0 | 0 | 0 | 0 | 0 | 0 | 0 | 0 | 0 | 0 | 0 | 0 | 0 | 0 | 0 | 0 | 0 | 0 | 0 | 0 | 0 | 0 | 0 | 0 | 0 | 0 | 0 | 0 | 0 | 0 | 0
| Sum total of carbon dioxide equivalent emissions (economic costs) |  | - | 2025-07-01: 853425.832
e.ii | Tonnes of carbon dioxide equivalent emissions
| Acquisition stage |  |  | 3.3869 | 2.6851 | 0 | 0 | 0 | 0 | 0 | 0 | 0 | 0 | 0 | 0 | 0 | 0 | 0 | 0 | 0 | 0 | 0 | 0 | 0 | 0 | 0 | 0 | 0 | 0 | 0 | 0 | 0 | 0 | 0 | 0 | 0 | 0 | 0 | 0 | 0 | 0 | 0 | 0 | 0 | 0 | 0 | 0 | 0 | 0 | 0 | 0 | 0 | 0 | 0 | 0 | 0 | 0 | 0 | 0 | 0 | 0 | 0 | 0 | 0 | 0 | 0 | 0 | 0 | 0 | 0 | 0 | 0 | 0 | 0 | 0 | 0 | 0 | 0 | 0 | 0 | 0 | 0 | 0 | 0 | 0 | 0 | 0 | 0 | 0 | 0 | 0 | 0 | 0 | 0 | 0 | 0 | 0 | 0 | 0 | 0 | 0 | 0 | 0
| Operation stage non-renewable electricity usage |  |  | 0 | 0 | 0 | 0 | 0 | 0 | 0 | 0 | 0 | 0 | 0 | 0 | 0 | 0 | 0 | 0 | 0 | 0 | 0 | 0 | 0 | 0 | 0 | 0 | 0 | 0 | 0 | 0 | 0 | 0 | 0 | 0 | 0 | 0 | 0 | 0 | 0 | 0 | 0 | 0 | 0 | 0 | 0 | 0 | 0 | 0 | 0 | 0 | 0 | 0 | 0 | 0 | 0 | 0 | 0 | 0 | 0 | 0 | 0 | 0 | 0 | 0 | 0 | 0 | 0 | 0 | 0 | 0 | 0 | 0 | 0 | 0 | 0 | 0 | 0 | 0 | 0 | 0 | 0 | 0 | 0 | 0 | 0 | 0 | 0 | 0 | 0 | 0 | 0 | 0 | 0 | 0 | 0 | 0 | 0 | 0 | 0 | 0 | 0 | 0
| Operation stage (excluding electricity usage) |  |  | 0 | 0 | 0 | 0 | 0 | 0 | 0 | 0 | 0 | 0 | 0 | 0 | 0 | 0 | 0 | 0 | 0 | 0 | 0 | 0 | 0 | 0 | 0 | 0 | 0 | 0 | 0 | 0 | 0 | 0 | 0 | 0 | 0 | 0 | 0 | 0 | 0 | 0 | 0 | 0 | 0 | 0 | 0 | 0 | 0 | 0 | 0 | 0 | 0 | 0 | 0 | 0 | 0 | 0 | 0 | 0 | 0 | 0 | 0 | 0 | 0 | 0 | 0 | 0 | 0 | 0 | 0 | 0 | 0 | 0 | 0 | 0 | 0 | 0 | 0 | 0 | 0 | 0 | 0 | 0 | 0 | 0 | 0 | 0 | 0 | 0 | 0 | 0 | 0 | 0 | 0 | 0 | 0 | 0 | 0 | 0 | 0 | 0 | 0 | 0
| Maintenance stage |  |  | 0 | 0 | 0 | 0 | 0 | 0 | 0 | 0 | 0.3036 | 0 | 0 | 0 | 0 | 0 | 0 | 0 | 0 | 0 | 0 | 0 | 0 | 0 | 0 | 0 | 0 | 0 | 0 | 0 | 0 | 0 | 0 | 0 | 0 | 0 | 0 | 0 | 0 | 0 | 0 | 0 | 0 | 0 | 0 | 0 | 0 | 0 | 0 | 0 | 0 | 0 | 0 | 0 | 0 | 0 | 0 | 0 | 0 | 0 | 0 | 0 | 0 | 0 | 0 | 0 | 0 | 0 | 0 | 0 | 0 | 0 | 0 | 0 | 0 | 0 | 0 | 0 | 0 | 0 | 0 | 0 | 0 | 0 | 0 | 0 | 0 | 0 | 0 | 0 | 0 | 0 | 0 | 0 | 0 | 0 | 0 | 0 | 0 | 0 | 0 | 0
| End-of-life stage |  |  | 0 | 0 | 0 | 0 | 0 | 0 | 0 | 0 | 0 | 0 | 0 | 0 | 0 | 0 | 0 | 0 | 0 | 0 | 0 | 0 | 0 | 0 | 0 | 0 | 0 | 0 | 0 | 0 | 0 | 0 | 0 | 0 | 0 | 0 | 0 | 0 | 0 | 0 | 0 | 0 | 0 | 0 | 0 | 0 | 0 | 0 | 0 | 0 | 0 | 0 | 0 | 0 | 0 | 0 | 0 | 0 | 0 | 0 | 0 | 0 | 0 | 0 | 0 | 0 | 0 | 0 | 0 | 0 | 0 | 0 | 0 | 0 | 0 | 0 | 0 | 0 | 0 | 0 | 0 | 0 | 0 | 0 | 0 | 0 | 0 | 0 | 0 | 0 | 0 | 0 | 0 | 0 | 0 | 0 | 0 | 0 | 0 | 0 | 0 | 0
| Total carbon dioxide equivalent |  | - | 3.3869 | 2.6851 | 0 | 0 | 0 | 0 | 0 | 0 | 0.3036 | 0 | 0 | 0 | 0 | 0 | 0 | 0 | 0 | 0 | 0 | 0 | 0 | 0 | 0 | 0 | 0 | 0 | 0 | 0 | 0 | 0 | 0 | 0 | 0 | 0 | 0 | 0 | 0 | 0 | 0 | 0 | 0 | 0 | 0 | 0 | 0 | 0 | 0 | 0 | 0 | 0 | 0 | 0 | 0 | 0 | 0 | 0 | 0 | 0 | 0 | 0 | 0 | 0 | 0 | 0 | 0 | 0 | 0 | 0 | 0 | 0 | 0 | 0 | 0 | 0 | 0 | 0 | 0 | 0 | 0 | 0 | 0 | 0 | 0 | 0 | 0 | 0 | 0 | 0 | 0 | 0 | 0 | 0 | 0 | 0 | 0 | 0 | 0 | 0 | 0 | 0
| Sum total of carbon dioxide equivalent emissions (tonnes) |  |  | 2025-07-01: 6.3756
f | Total costs
| Net costs (undiscounted) |  |  | 63069.9181 | 52787.5 | 1575.9375 | 1615.3359 | 1655.7193 | 1697.1123 | 1739.5401 | 1783.0286 | 10445.9163 | 1873.2945 | -41376.1727 | 0 | 0 | 0 | 0 | 0 | 0 | 0 | 0 | 0 | 0 | 0 | 0 | 0 | 0 | 0 | 0 | 0 | 0 | 0 | 0 | 0 | 0 | 0 | 0 | 0 | 0 | 0 | 0 | 0 | 0 | 0 | 0 | 0 | 0 | 0 | 0 | 0 | 0 | 0 | 0 | 0 | 0 | 0 | 0 | 0 | 0 | 0 | 0 | 0 | 0 | 0 | 0 | 0 | 0 | 0 | 0 | 0 | 0 | 0 | 0 | 0 | 0 | 0 | 0 | 0 | 0 | 0 | 0 | 0 | 0 | 0 | 0 | 0 | 0 | 0 | 0 | 0 | 0 | 0 | 0 | 0 | 0 | 0 | 0 | 0 | 0 | 0 | 0 | 0
| Net cost (undiscounted) |  |  | 2025-07-01: 96867.13
| Net costs (discounted) |  |  | 63069.9181 | 49426.4981 | 1381.645 | 1326.017 | 1272.6287 | 1221.3899 | 1172.2141 | 1125.0182 | 6171.298 | 1036.2505 | -21430.7707 | 0 | 0 | 0 | 0 | 0 | 0 | 0 | 0 | 0 | 0 | 0 | 0 | 0 | 0 | 0 | 0 | 0 | 0 | 0 | 0 | 0 | 0 | 0 | 0 | 0 | 0 | 0 | 0 | 0 | 0 | 0 | 0 | 0 | 0 | 0 | 0 | 0 | 0 | 0 | 0 | 0 | 0 | 0 | 0 | 0 | 0 | 0 | 0 | 0 | 0 | 0 | 0 | 0 | 0 | 0 | 0 | 0 | 0 | 0 | 0 | 0 | 0 | 0 | 0 | 0 | 0 | 0 | 0 | 0 | 0 | 0 | 0 | 0 | 0 | 0 | 0 | 0 | 0 | 0 | 0 | 0 | 0 | 0 | 0 | 0 | 0 | 0 | 0 | 0
| Net cost (discounted) |  |  | 2025-07-01: 105772.1071
| Economic costs of carbon emissions |  |  | 445.6065 | 358.6573 | 0 | 0 | 0 | 0 | 0 | 0 | 96.3523 | 0 | 0 | 0 | 0 | 0 | 0 | 0 | 0 | 0 | 0 | 0 | 0 | 0 | 0 | 0 | 0 | 0 | 0 | 0 | 0 | 0 | 0 | 0 | 0 | 0 | 0 | 0 | 0 | 0 | 0 | 0 | 0 | 0 | 0 | 0 | 0 | 0 | 0 | 0 | 0 | 0 | 0 | 0 | 0 | 0 | 0 | 0 | 0 | 0 | 0 | 0 | 0 | 0 | 0 | 0 | 0 | 0 | 0 | 0 | 0 | 0 | 0 | 0 | 0 | 0 | 0 | 0 | 0 | 0 | 0 | 0 | 0 | 0 | 0 | 0 | 0 | 0 | 0 | 0 | 0 | 0 | 0 | 0 | 0 | 0 | 0 | 0 | 0 | 0 | 0 | 0
| Economic cost of carbon emissions |  | - | 2025-07-01: 900.6161
4. Option 3:
a | Acquisition
| Total acquisition cost incurred in Year 1 |  |  | 29193.8062 | 0 | 0 | 0 | 0 | 0 | 0 | 0 | 0 | 0 | 0 | 0 | 0 | 0 | 0 | 0 | 0 | 0 | 0 | 0 | 0 | 0 | 0 | 0 | 0 | 0 | 0 | 0 | 0 | 0 | 0 | 0 | 0 | 0 | 0 | 0 | 0 | 0 | 0 | 0 | 0 | 0 | 0 | 0 | 0 | 0 | 0 | 0 | 0 | 0 | 0 | 0 | 0 | 0 | 0 | 0 | 0 | 0 | 0 | 0 | 0 | 0 | 0 | 0 | 0 | 0 | 0 | 0 | 0 | 0 | 0 | 0 | 0 | 0 | 0 | 0 | 0 | 0 | 0 | 0 | 0 | 0 | 0 | 0 | 0 | 0 | 0 | 0 | 0 | 0 | 0 | 0 | 0 | 0 | 0 | 0 | 0 | 0 | 0 | 0
| Total acquisition cost incurred in Year 2 |  |  | 0 | 23511.4404 | 0 | 0 | 0 | 0 | 0 | 0 | 0 | 0 | 0 | 0 | 0 | 0 | 0 | 0 | 0 | 0 | 0 | 0 | 0 | 0 | 0 | 0 | 0 | 0 | 0 | 0 | 0 | 0 | 0 | 0 | 0 | 0 | 0 | 0 | 0 | 0 | 0 | 0 | 0 | 0 | 0 | 0 | 0 | 0 | 0 | 0 | 0 | 0 | 0 | 0 | 0 | 0 | 0 | 0 | 0 | 0 | 0 | 0 | 0 | 0 | 0 | 0 | 0 | 0 | 0 | 0 | 0 | 0 | 0 | 0 | 0 | 0 | 0 | 0 | 0 | 0 | 0 | 0 | 0 | 0 | 0 | 0 | 0 | 0 | 0 | 0 | 0 | 0 | 0 | 0 | 0 | 0 | 0 | 0 | 0 | 0 | 0 | 0
| Total acquisition cost incurred in Year 3 |  |  | 0 | 0 | 0 | 0 | 0 | 0 | 0 | 0 | 0 | 0 | 0 | 0 | 0 | 0 | 0 | 0 | 0 | 0 | 0 | 0 | 0 | 0 | 0 | 0 | 0 | 0 | 0 | 0 | 0 | 0 | 0 | 0 | 0 | 0 | 0 | 0 | 0 | 0 | 0 | 0 | 0 | 0 | 0 | 0 | 0 | 0 | 0 | 0 | 0 | 0 | 0 | 0 | 0 | 0 | 0 | 0 | 0 | 0 | 0 | 0 | 0 | 0 | 0 | 0 | 0 | 0 | 0 | 0 | 0 | 0 | 0 | 0 | 0 | 0 | 0 | 0 | 0 | 0 | 0 | 0 | 0 | 0 | 0 | 0 | 0 | 0 | 0 | 0 | 0 | 0 | 0 | 0 | 0 | 0 | 0 | 0 | 0 | 0 | 0 | 0
| Total acquisition cost incurred in Year 4 |  |  | 0 | 0 | 0 | 0 | 0 | 0 | 0 | 0 | 0 | 0 | 0 | 0 | 0 | 0 | 0 | 0 | 0 | 0 | 0 | 0 | 0 | 0 | 0 | 0 | 0 | 0 | 0 | 0 | 0 | 0 | 0 | 0 | 0 | 0 | 0 | 0 | 0 | 0 | 0 | 0 | 0 | 0 | 0 | 0 | 0 | 0 | 0 | 0 | 0 | 0 | 0 | 0 | 0 | 0 | 0 | 0 | 0 | 0 | 0 | 0 | 0 | 0 | 0 | 0 | 0 | 0 | 0 | 0 | 0 | 0 | 0 | 0 | 0 | 0 | 0 | 0 | 0 | 0 | 0 | 0 | 0 | 0 | 0 | 0 | 0 | 0 | 0 | 0 | 0 | 0 | 0 | 0 | 0 | 0 | 0 | 0 | 0 | 0 | 0 | 0
| Total acquisition cost incurred in Year 5 |  |  | 0 | 0 | 0 | 0 | 0 | 0 | 0 | 0 | 0 | 0 | 0 | 0 | 0 | 0 | 0 | 0 | 0 | 0 | 0 | 0 | 0 | 0 | 0 | 0 | 0 | 0 | 0 | 0 | 0 | 0 | 0 | 0 | 0 | 0 | 0 | 0 | 0 | 0 | 0 | 0 | 0 | 0 | 0 | 0 | 0 | 0 | 0 | 0 | 0 | 0 | 0 | 0 | 0 | 0 | 0 | 0 | 0 | 0 | 0 | 0 | 0 | 0 | 0 | 0 | 0 | 0 | 0 | 0 | 0 | 0 | 0 | 0 | 0 | 0 | 0 | 0 | 0 | 0 | 0 | 0 | 0 | 0 | 0 | 0 | 0 | 0 | 0 | 0 | 0 | 0 | 0 | 0 | 0 | 0 | 0 | 0 | 0 | 0 | 0 | 0
| Total acquisition cost incurred in Year 6 |  |  | 0 | 0 | 0 | 0 | 0 | 2359.2937 | 0 | 0 | 0 | 0 | 0 | 0 | 0 | 0 | 0 | 0 | 0 | 0 | 0 | 0 | 0 | 0 | 0 | 0 | 0 | 0 | 0 | 0 | 0 | 0 | 0 | 0 | 0 | 0 | 0 | 0 | 0 | 0 | 0 | 0 | 0 | 0 | 0 | 0 | 0 | 0 | 0 | 0 | 0 | 0 | 0 | 0 | 0 | 0 | 0 | 0 | 0 | 0 | 0 | 0 | 0 | 0 | 0 | 0 | 0 | 0 | 0 | 0 | 0 | 0 | 0 | 0 | 0 | 0 | 0 | 0 | 0 | 0 | 0 | 0 | 0 | 0 | 0 | 0 | 0 | 0 | 0 | 0 | 0 | 0 | 0 | 0 | 0 | 0 | 0 | 0 | 0 | 0 | 0 | 0
| Total acquisition cost incurred in Year 7 |  |  | 0 | 0 | 0 | 0 | 0 | 0 | 4030.4601 | 0 | 0 | 0 | 0 | 0 | 0 | 0 | 0 | 0 | 0 | 0 | 0 | 0 | 0 | 0 | 0 | 0 | 0 | 0 | 0 | 0 | 0 | 0 | 0 | 0 | 0 | 0 | 0 | 0 | 0 | 0 | 0 | 0 | 0 | 0 | 0 | 0 | 0 | 0 | 0 | 0 | 0 | 0 | 0 | 0 | 0 | 0 | 0 | 0 | 0 | 0 | 0 | 0 | 0 | 0 | 0 | 0 | 0 | 0 | 0 | 0 | 0 | 0 | 0 | 0 | 0 | 0 | 0 | 0 | 0 | 0 | 0 | 0 | 0 | 0 | 0 | 0 | 0 | 0 | 0 | 0 | 0 | 0 | 0 | 0 | 0 | 0 | 0 | 0 | 0 | 0 | 0 | 0
| Total acquisition cost incurred in Year 8 |  |  | 0 | 0 | 0 | 0 | 0 | 0 | 0 | 7436.1989 | 0 | 0 | 0 | 0 | 0 | 0 | 0 | 0 | 0 | 0 | 0 | 0 | 0 | 0 | 0 | 0 | 0 | 0 | 0 | 0 | 0 | 0 | 0 | 0 | 0 | 0 | 0 | 0 | 0 | 0 | 0 | 0 | 0 | 0 | 0 | 0 | 0 | 0 | 0 | 0 | 0 | 0 | 0 | 0 | 0 | 0 | 0 | 0 | 0 | 0 | 0 | 0 | 0 | 0 | 0 | 0 | 0 | 0 | 0 | 0 | 0 | 0 | 0 | 0 | 0 | 0 | 0 | 0 | 0 | 0 | 0 | 0 | 0 | 0 | 0 | 0 | 0 | 0 | 0 | 0 | 0 | 0 | 0 | 0 | 0 | 0 | 0 | 0 | 0 | 0 | 0 | 0
| Total acquisition cost incurred in Year 9 |  |  | 0 | 0 | 0 | 0 | 0 | 0 | 0 | 0 | 4234.5022 | 0 | 0 | 0 | 0 | 0 | 0 | 0 | 0 | 0 | 0 | 0 | 0 | 0 | 0 | 0 | 0 | 0 | 0 | 0 | 0 | 0 | 0 | 0 | 0 | 0 | 0 | 0 | 0 | 0 | 0 | 0 | 0 | 0 | 0 | 0 | 0 | 0 | 0 | 0 | 0 | 0 | 0 | 0 | 0 | 0 | 0 | 0 | 0 | 0 | 0 | 0 | 0 | 0 | 0 | 0 | 0 | 0 | 0 | 0 | 0 | 0 | 0 | 0 | 0 | 0 | 0 | 0 | 0 | 0 | 0 | 0 | 0 | 0 | 0 | 0 | 0 | 0 | 0 | 0 | 0 | 0 | 0 | 0 | 0 | 0 | 0 | 0 | 0 | 0 | 0 | 0
| Total acquisition cost incurred in Year 10 |  |  | 0 | 0 | 0 | 0 | 0 | 0 | 0 | 0 | 0 | 2604.2188 | 0 | 0 | 0 | 0 | 0 | 0 | 0 | 0 | 0 | 0 | 0 | 0 | 0 | 0 | 0 | 0 | 0 | 0 | 0 | 0 | 0 | 0 | 0 | 0 | 0 | 0 | 0 | 0 | 0 | 0 | 0 | 0 | 0 | 0 | 0 | 0 | 0 | 0 | 0 | 0 | 0 | 0 | 0 | 0 | 0 | 0 | 0 | 0 | 0 | 0 | 0 | 0 | 0 | 0 | 0 | 0 | 0 | 0 | 0 | 0 | 0 | 0 | 0 | 0 | 0 | 0 | 0 | 0 | 0 | 0 | 0 | 0 | 0 | 0 | 0 | 0 | 0 | 0 | 0 | 0 | 0 | 0 | 0 | 0 | 0 | 0 | 0 | 0 | 0 | 0
| Total acquisition costs (undiscounted) |  |  | 29193.8062 | 23511.4404 | 0 | 0 | 0 | 2359.2937 | 4030.4601 | 7436.1989 | 4234.5022 | 2604.2188 | 0 | 0 | 0 | 0 | 0 | 0 | 0 | 0 | 0 | 0 | 0 | 0 | 0 | 0 | 0 | 0 | 0 | 0 | 0 | 0 | 0 | 0 | 0 | 0 | 0 | 0 | 0 | 0 | 0 | 0 | 0 | 0 | 0 | 0 | 0 | 0 | 0 | 0 | 0 | 0 | 0 | 0 | 0 | 0 | 0 | 0 | 0 | 0 | 0 | 0 | 0 | 0 | 0 | 0 | 0 | 0 | 0 | 0 | 0 | 0 | 0 | 0 | 0 | 0 | 0 | 0 | 0 | 0 | 0 | 0 | 0 | 0 | 0 | 0 | 0 | 0 | 0 | 0 | 0 | 0 | 0 | 0 | 0 | 0 | 0 | 0 | 0 | 0 | 0 | 0
| Total acquisition cost (undiscounted) |  | - | 2025-07-01: 73369.9203
| Total acquisition costs (discounted) |  |  | 29193.8062 | 22014.4573 | 0 | 0 | 0 | 1697.9533 | 2715.9834 | 4691.9376 | 2501.6833 | 1440.5761 | 0 | 0 | 0 | 0 | 0 | 0 | 0 | 0 | 0 | 0 | 0 | 0 | 0 | 0 | 0 | 0 | 0 | 0 | 0 | 0 | 0 | 0 | 0 | 0 | 0 | 0 | 0 | 0 | 0 | 0 | 0 | 0 | 0 | 0 | 0 | 0 | 0 | 0 | 0 | 0 | 0 | 0 | 0 | 0 | 0 | 0 | 0 | 0 | 0 | 0 | 0 | 0 | 0 | 0 | 0 | 0 | 0 | 0 | 0 | 0 | 0 | 0 | 0 | 0 | 0 | 0 | 0 | 0 | 0 | 0 | 0 | 0 | 0 | 0 | 0 | 0 | 0 | 0 | 0 | 0 | 0 | 0 | 0 | 0 | 0 | 0 | 0 | 0 | 0 | 0
| Total acquisition cost (discounted) |  |  | 2025-07-01: 64256.3973
b | Operation stage
| Electricity cost per annum |  |  | 0 | 0 | 0 | 0 | 0 | 0 | 0 | 0 | 0 | 0 | 0 | 0 | 0 | 0 | 0 | 0 | 0 | 0 | 0 | 0 | 0 | 0 | 0 | 0 | 0 | 0 | 0 | 0 | 0 | 0 | 0 | 0 | 0 | 0 | 0 | 0 | 0 | 0 | 0 | 0 | 0 | 0 | 0 | 0 | 0 | 0 | 0 | 0 | 0 | 0 | 0 | 0 | 0 | 0 | 0 | 0 | 0 | 0 | 0 | 0 | 0 | 0 | 0 | 0 | 0 | 0 | 0 | 0 | 0 | 0 | 0 | 0 | 0 | 0 | 0 | 0 | 0 | 0 | 0 | 0 | 0 | 0 | 0 | 0 | 0 | 0 | 0 | 0 | 0 | 0 | 0 | 0 | 0 | 0 | 0 | 0 | 0 | 0 | 0 | 0
| Operating cost per annum |  |  | 0 | 0 | 0 | 0 | 0 | 0 | 0 | 0 | 0 | 0 | 0 | 0 | 0 | 0 | 0 | 0 | 0 | 0 | 0 | 0 | 0 | 0 | 0 | 0 | 0 | 0 | 0 | 0 | 0 | 0 | 0 | 0 | 0 | 0 | 0 | 0 | 0 | 0 | 0 | 0 | 0 | 0 | 0 | 0 | 0 | 0 | 0 | 0 | 0 | 0 | 0 | 0 | 0 | 0 | 0 | 0 | 0 | 0 | 0 | 0 | 0 | 0 | 0 | 0 | 0 | 0 | 0 | 0 | 0 | 0 | 0 | 0 | 0 | 0 | 0 | 0 | 0 | 0 | 0 | 0 | 0 | 0 | 0 | 0 | 0 | 0 | 0 | 0 | 0 | 0 | 0 | 0 | 0 | 0 | 0 | 0 | 0 | 0 | 0 | 0
| Re-occurring annualised fees and charges (e.g., rent, leases) |  |  | 0 | 0 | 0 | 0 | 0 | 0 | 0 | 0 | 0 | 0 | 0 | 0 | 0 | 0 | 0 | 0 | 0 | 0 | 0 | 0 | 0 | 0 | 0 | 0 | 0 | 0 | 0 | 0 | 0 | 0 | 0 | 0 | 0 | 0 | 0 | 0 | 0 | 0 | 0 | 0 | 0 | 0 | 0 | 0 | 0 | 0 | 0 | 0 | 0 | 0 | 0 | 0 | 0 | 0 | 0 | 0 | 0 | 0 | 0 | 0 | 0 | 0 | 0 | 0 | 0 | 0 | 0 | 0 | 0 | 0 | 0 | 0 | 0 | 0 | 0 | 0 | 0 | 0 | 0 | 0 | 0 | 0 | 0 | 0 | 0 | 0 | 0 | 0 | 0 | 0 | 0 | 0 | 0 | 0 | 0 | 0 | 0 | 0 | 0 | 0
| Total operation costs (undiscounted) |  |  | 0 | 0 | 0 | 0 | 0 | 0 | 0 | 0 | 0 | 0 | 0 | 0 | 0 | 0 | 0 | 0 | 0 | 0 | 0 | 0 | 0 | 0 | 0 | 0 | 0 | 0 | 0 | 0 | 0 | 0 | 0 | 0 | 0 | 0 | 0 | 0 | 0 | 0 | 0 | 0 | 0 | 0 | 0 | 0 | 0 | 0 | 0 | 0 | 0 | 0 | 0 | 0 | 0 | 0 | 0 | 0 | 0 | 0 | 0 | 0 | 0 | 0 | 0 | 0 | 0 | 0 | 0 | 0 | 0 | 0 | 0 | 0 | 0 | 0 | 0 | 0 | 0 | 0 | 0 | 0 | 0 | 0 | 0 | 0 | 0 | 0 | 0 | 0 | 0 | 0 | 0 | 0 | 0 | 0 | 0 | 0 | 0 | 0 | 0 | 0
| Total operation cost (undiscounted) |  | - | 2025-07-01: 0
| Total operation costs (discounted) |  |  | 0 | 0 | 0 | 0 | 0 | 0 | 0 | 0 | 0 | 0 | 0 | 0 | 0 | 0 | 0 | 0 | 0 | 0 | 0 | 0 | 0 | 0 | 0 | 0 | 0 | 0 | 0 | 0 | 0 | 0 | 0 | 0 | 0 | 0 | 0 | 0 | 0 | 0 | 0 | 0 | 0 | 0 | 0 | 0 | 0 | 0 | 0 | 0 | 0 | 0 | 0 | 0 | 0 | 0 | 0 | 0 | 0 | 0 | 0 | 0 | 0 | 0 | 0 | 0 | 0 | 0 | 0 | 0 | 0 | 0 | 0 | 0 | 0 | 0 | 0 | 0 | 0 | 0 | 0 | 0 | 0 | 0 | 0 | 0 | 0 | 0 | 0 | 0 | 0 | 0 | 0 | 0 | 0 | 0 | 0 | 0 | 0 | 0 | 0 | 0
| Total operation cost (discounted) |  |  | 2025-07-01: 0
c | Maintenance stage
| Maintenance event 1: Inspections |  |  | 0 | 0 | 0 | 0 | 0 | 1131.4082 | 1159.6934 | 1188.6858 | 1218.4029 | 1248.863 | 1280.0845 | 0 | 0 | 0 | 0 | 0 | 0 | 0 | 0 | 0 | 0 | 0 | 0 | 0 | 0 | 0 | 0 | 0 | 0 | 0 | 0 | 0 | 0 | 0 | 0 | 0 | 0 | 0 | 0 | 0 | 0 | 0 | 0 | 0 | 0 | 0 | 0 | 0 | 0 | 0 | 0 | 0 | 0 | 0 | 0 | 0 | 0 | 0 | 0 | 0 | 0 | 0 | 0 | 0 | 0 | 0 | 0 | 0 | 0 | 0 | 0 | 0 | 0 | 0 | 0 | 0 | 0 | 0 | 0 | 0 | 0 | 0 | 0 | 0 | 0 | 0 | 0 | 0 | 0 | 0 | 0 | 0 | 0 | 0 | 0 | 0 | 0 | 0 | 0 | 0
| Maintenance event 2: |  |  | 0 | 0 | 0 | 0 | 0 | 0 | 0 | 0 | 0 | 0 | 0 | 0 | 0 | 0 | 0 | 0 | 0 | 0 | 0 | 0 | 0 | 0 | 0 | 0 | 0 | 0 | 0 | 0 | 0 | 0 | 0 | 0 | 0 | 0 | 0 | 0 | 0 | 0 | 0 | 0 | 0 | 0 | 0 | 0 | 0 | 0 | 0 | 0 | 0 | 0 | 0 | 0 | 0 | 0 | 0 | 0 | 0 | 0 | 0 | 0 | 0 | 0 | 0 | 0 | 0 | 0 | 0 | 0 | 0 | 0 | 0 | 0 | 0 | 0 | 0 | 0 | 0 | 0 | 0 | 0 | 0 | 0 | 0 | 0 | 0 | 0 | 0 | 0 | 0 | 0 | 0 | 0 | 0 | 0 | 0 | 0 | 0 | 0 | 0 | 0
| Maintenance event 3: |  |  | 0 | 0 | 0 | 0 | 0 | 0 | 0 | 0 | 0 | 0 | 0 | 0 | 0 | 0 | 0 | 0 | 0 | 0 | 0 | 0 | 0 | 0 | 0 | 0 | 0 | 0 | 0 | 0 | 0 | 0 | 0 | 0 | 0 | 0 | 0 | 0 | 0 | 0 | 0 | 0 | 0 | 0 | 0 | 0 | 0 | 0 | 0 | 0 | 0 | 0 | 0 | 0 | 0 | 0 | 0 | 0 | 0 | 0 | 0 | 0 | 0 | 0 | 0 | 0 | 0 | 0 | 0 | 0 | 0 | 0 | 0 | 0 | 0 | 0 | 0 | 0 | 0 | 0 | 0 | 0 | 0 | 0 | 0 | 0 | 0 | 0 | 0 | 0 | 0 | 0 | 0 | 0 | 0 | 0 | 0 | 0 | 0 | 0 | 0 | 0
| Maintenance event 4: |  |  | 0 | 0 | 0 | 0 | 0 | 0 | 0 | 0 | 0 | 0 | 0 | 0 | 0 | 0 | 0 | 0 | 0 | 0 | 0 | 0 | 0 | 0 | 0 | 0 | 0 | 0 | 0 | 0 | 0 | 0 | 0 | 0 | 0 | 0 | 0 | 0 | 0 | 0 | 0 | 0 | 0 | 0 | 0 | 0 | 0 | 0 | 0 | 0 | 0 | 0 | 0 | 0 | 0 | 0 | 0 | 0 | 0 | 0 | 0 | 0 | 0 | 0 | 0 | 0 | 0 | 0 | 0 | 0 | 0 | 0 | 0 | 0 | 0 | 0 | 0 | 0 | 0 | 0 | 0 | 0 | 0 | 0 | 0 | 0 | 0 | 0 | 0 | 0 | 0 | 0 | 0 | 0 | 0 | 0 | 0 | 0 | 0 | 0 | 0 | 0
| Provision for general annual maintenance (e.g., unforeseen breakages) |  |  | 0 | 2255 | 2311.375 | 2369.1594 | 2428.3884 | 2489.0981 | 2551.3255 | 2615.1087 | 2680.4864 | 2747.4985 | 2816.186 | 0 | 0 | 0 | 0 | 0 | 0 | 0 | 0 | 0 | 0 | 0 | 0 | 0 | 0 | 0 | 0 | 0 | 0 | 0 | 0 | 0 | 0 | 0 | 0 | 0 | 0 | 0 | 0 | 0 | 0 | 0 | 0 | 0 | 0 | 0 | 0 | 0 | 0 | 0 | 0 | 0 | 0 | 0 | 0 | 0 | 0 | 0 | 0 | 0 | 0 | 0 | 0 | 0 | 0 | 0 | 0 | 0 | 0 | 0 | 0 | 0 | 0 | 0 | 0 | 0 | 0 | 0 | 0 | 0 | 0 | 0 | 0 | 0 | 0 | 0 | 0 | 0 | 0 | 0 | 0 | 0 | 0 | 0 | 0 | 0 | 0 | 0 | 0 | 0
| Total maintenance costs (undiscounted) |  |  | 0 | 2255 | 2311.375 | 2369.1594 | 2428.3884 | 3620.5063 | 3711.0189 | 3803.7944 | 3898.8893 | 3996.3615 | 4096.2705 | 0 | 0 | 0 | 0 | 0 | 0 | 0 | 0 | 0 | 0 | 0 | 0 | 0 | 0 | 0 | 0 | 0 | 0 | 0 | 0 | 0 | 0 | 0 | 0 | 0 | 0 | 0 | 0 | 0 | 0 | 0 | 0 | 0 | 0 | 0 | 0 | 0 | 0 | 0 | 0 | 0 | 0 | 0 | 0 | 0 | 0 | 0 | 0 | 0 | 0 | 0 | 0 | 0 | 0 | 0 | 0 | 0 | 0 | 0 | 0 | 0 | 0 | 0 | 0 | 0 | 0 | 0 | 0 | 0 | 0 | 0 | 0 | 0 | 0 | 0 | 0 | 0 | 0 | 0 | 0 | 0 | 0 | 0 | 0 | 0 | 0 | 0 | 0 | 0
| Total maintenance cost (undiscounted) |  | - | 2025-07-01: 32490.7637
| Total maintenance costs (discounted) |  |  | 0 | 2111.4232 | 2026.4127 | 1944.825 | 1866.5221 | 2605.6318 | 2500.7234 | 2400.0388 | 2303.408 | 2210.6678 | 2121.6615 | 0 | 0 | 0 | 0 | 0 | 0 | 0 | 0 | 0 | 0 | 0 | 0 | 0 | 0 | 0 | 0 | 0 | 0 | 0 | 0 | 0 | 0 | 0 | 0 | 0 | 0 | 0 | 0 | 0 | 0 | 0 | 0 | 0 | 0 | 0 | 0 | 0 | 0 | 0 | 0 | 0 | 0 | 0 | 0 | 0 | 0 | 0 | 0 | 0 | 0 | 0 | 0 | 0 | 0 | 0 | 0 | 0 | 0 | 0 | 0 | 0 | 0 | 0 | 0 | 0 | 0 | 0 | 0 | 0 | 0 | 0 | 0 | 0 | 0 | 0 | 0 | 0 | 0 | 0 | 0 | 0 | 0 | 0 | 0 | 0 | 0 | 0 | 0 | 0
| Total maintenance cost (discounted) |  |  | 2025-07-01: 22091.3144
f | End-of-life stage
| Residual value |  |  | 0 | 0 | 0 | 0 | 0 | 0 | 0 | 0 | 0 | 0 | 0 | 0 | 0 | 0 | 0 | 0 | 0 | 0 | 0 | 0 | 0 | 0 | 0 | 0 | 0 | 0 | 0 | 0 | 0 | 0 | 0 | 0 | 0 | 0 | 0 | 0 | 0 | 0 | 0 | 0 | 0 | 0 | 0 | 0 | 0 | 0 | 0 | 0 | 0 | 0 | 0 | 0 | 0 | 0 | 0 | 0 | 0 | 0 | 0 | 0 | 0 | 0 | 0 | 0 | 0 | 0 | 0 | 0 | 0 | 0 | 0 | 0 | 0 | 0 | 0 | 0 | 0 | 0 | 0 | 0 | 0 | 0 | 0 | 0 | 0 | 0 | 0 | 0 | 0 | 0 | 0 | 0 | 0 | 0 | 0 | 0 | 0 | 0 | 0 | 0
| Total residual values (undiscounted) |  |  | 0 | 0 | 0 | 0 | 0 | 0 | 0 | 0 | 0 | 0 | 0 | 0 | 0 | 0 | 0 | 0 | 0 | 0 | 0 | 0 | 0 | 0 | 0 | 0 | 0 | 0 | 0 | 0 | 0 | 0 | 0 | 0 | 0 | 0 | 0 | 0 | 0 | 0 | 0 | 0 | 0 | 0 | 0 | 0 | 0 | 0 | 0 | 0 | 0 | 0 | 0 | 0 | 0 | 0 | 0 | 0 | 0 | 0 | 0 | 0 | 0 | 0 | 0 | 0 | 0 | 0 | 0 | 0 | 0 | 0 | 0 | 0 | 0 | 0 | 0 | 0 | 0 | 0 | 0 | 0 | 0 | 0 | 0 | 0 | 0 | 0 | 0 | 0 | 0 | 0 | 0 | 0 | 0 | 0 | 0 | 0 | 0 | 0 | 0 | 0
| Total residual value (undiscounted) |  | - | 2025-07-01: 0
| Total residual values (discounted) |  |  | 0 | 0 | 0 | 0 | 0 | 0 | 0 | 0 | 0 | 0 | 0 | 0 | 0 | 0 | 0 | 0 | 0 | 0 | 0 | 0 | 0 | 0 | 0 | 0 | 0 | 0 | 0 | 0 | 0 | 0 | 0 | 0 | 0 | 0 | 0 | 0 | 0 | 0 | 0 | 0 | 0 | 0 | 0 | 0 | 0 | 0 | 0 | 0 | 0 | 0 | 0 | 0 | 0 | 0 | 0 | 0 | 0 | 0 | 0 | 0 | 0 | 0 | 0 | 0 | 0 | 0 | 0 | 0 | 0 | 0 | 0 | 0 | 0 | 0 | 0 | 0 | 0 | 0 | 0 | 0 | 0 | 0 | 0 | 0 | 0 | 0 | 0 | 0 | 0 | 0 | 0 | 0 | 0 | 0 | 0 | 0 | 0 | 0 | 0 | 0
| Total residual value (discounted) |  |  | 2025-07-01: 0
e | Carbon dioxide equivalent emissions
e.i | Economic cost of carbon dioxide equivalent emissions
| Acquisition stage Year 1 |  |  | 34.7727 | 0 | 0 | 0 | 0 | 0 | 0 | 0 | 0 | 0 | 0 | 0 | 0 | 0 | 0 | 0 | 0 | 0 | 0 | 0 | 0 | 0 | 0 | 0 | 0 | 0 | 0 | 0 | 0 | 0 | 0 | 0 | 0 | 0 | 0 | 0 | 0 | 0 | 0 | 0 | 0 | 0 | 0 | 0 | 0 | 0 | 0 | 0 | 0 | 0 | 0 | 0 | 0 | 0 | 0 | 0 | 0 | 0 | 0 | 0 | 0 | 0 | 0 | 0 | 0 | 0 | 0 | 0 | 0 | 0 | 0 | 0 | 0 | 0 | 0 | 0 | 0 | 0 | 0 | 0 | 0 | 0 | 0 | 0 | 0 | 0 | 0 | 0 | 0 | 0 | 0 | 0 | 0 | 0 | 0 | 0 | 0 | 0 | 0 | 0
| Acquisition stage Year 2 |  |  | 0 | 27.7385 | 0 | 0 | 0 | 0 | 0 | 0 | 0 | 0 | 0 | 0 | 0 | 0 | 0 | 0 | 0 | 0 | 0 | 0 | 0 | 0 | 0 | 0 | 0 | 0 | 0 | 0 | 0 | 0 | 0 | 0 | 0 | 0 | 0 | 0 | 0 | 0 | 0 | 0 | 0 | 0 | 0 | 0 | 0 | 0 | 0 | 0 | 0 | 0 | 0 | 0 | 0 | 0 | 0 | 0 | 0 | 0 | 0 | 0 | 0 | 0 | 0 | 0 | 0 | 0 | 0 | 0 | 0 | 0 | 0 | 0 | 0 | 0 | 0 | 0 | 0 | 0 | 0 | 0 | 0 | 0 | 0 | 0 | 0 | 0 | 0 | 0 | 0 | 0 | 0 | 0 | 0 | 0 | 0 | 0 | 0 | 0 | 0 | 0
| Acquisition stage Year 3 |  |  | 0 | 0 | 0 | 0 | 0 | 0 | 0 | 0 | 0 | 0 | 0 | 0 | 0 | 0 | 0 | 0 | 0 | 0 | 0 | 0 | 0 | 0 | 0 | 0 | 0 | 0 | 0 | 0 | 0 | 0 | 0 | 0 | 0 | 0 | 0 | 0 | 0 | 0 | 0 | 0 | 0 | 0 | 0 | 0 | 0 | 0 | 0 | 0 | 0 | 0 | 0 | 0 | 0 | 0 | 0 | 0 | 0 | 0 | 0 | 0 | 0 | 0 | 0 | 0 | 0 | 0 | 0 | 0 | 0 | 0 | 0 | 0 | 0 | 0 | 0 | 0 | 0 | 0 | 0 | 0 | 0 | 0 | 0 | 0 | 0 | 0 | 0 | 0 | 0 | 0 | 0 | 0 | 0 | 0 | 0 | 0 | 0 | 0 | 0 | 0
| Acquisition stage Year 4 |  |  | 0 | 0 | 0 | 0 | 0 | 0 | 0 | 0 | 0 | 0 | 0 | 0 | 0 | 0 | 0 | 0 | 0 | 0 | 0 | 0 | 0 | 0 | 0 | 0 | 0 | 0 | 0 | 0 | 0 | 0 | 0 | 0 | 0 | 0 | 0 | 0 | 0 | 0 | 0 | 0 | 0 | 0 | 0 | 0 | 0 | 0 | 0 | 0 | 0 | 0 | 0 | 0 | 0 | 0 | 0 | 0 | 0 | 0 | 0 | 0 | 0 | 0 | 0 | 0 | 0 | 0 | 0 | 0 | 0 | 0 | 0 | 0 | 0 | 0 | 0 | 0 | 0 | 0 | 0 | 0 | 0 | 0 | 0 | 0 | 0 | 0 | 0 | 0 | 0 | 0 | 0 | 0 | 0 | 0 | 0 | 0 | 0 | 0 | 0 | 0
| Acquisition stage Year 5 |  |  | 0 | 0 | 0 | 0 | 0 | 0 | 0 | 0 | 0 | 0 | 0 | 0 | 0 | 0 | 0 | 0 | 0 | 0 | 0 | 0 | 0 | 0 | 0 | 0 | 0 | 0 | 0 | 0 | 0 | 0 | 0 | 0 | 0 | 0 | 0 | 0 | 0 | 0 | 0 | 0 | 0 | 0 | 0 | 0 | 0 | 0 | 0 | 0 | 0 | 0 | 0 | 0 | 0 | 0 | 0 | 0 | 0 | 0 | 0 | 0 | 0 | 0 | 0 | 0 | 0 | 0 | 0 | 0 | 0 | 0 | 0 | 0 | 0 | 0 | 0 | 0 | 0 | 0 | 0 | 0 | 0 | 0 | 0 | 0 | 0 | 0 | 0 | 0 | 0 | 0 | 0 | 0 | 0 | 0 | 0 | 0 | 0 | 0 | 0 | 0
| Acquisition stage Year 6 |  |  | 0 | 0 | 0 | 0 | 0 | 3.7162 | 0 | 0 | 0 | 0 | 0 | 0 | 0 | 0 | 0 | 0 | 0 | 0 | 0 | 0 | 0 | 0 | 0 | 0 | 0 | 0 | 0 | 0 | 0 | 0 | 0 | 0 | 0 | 0 | 0 | 0 | 0 | 0 | 0 | 0 | 0 | 0 | 0 | 0 | 0 | 0 | 0 | 0 | 0 | 0 | 0 | 0 | 0 | 0 | 0 | 0 | 0 | 0 | 0 | 0 | 0 | 0 | 0 | 0 | 0 | 0 | 0 | 0 | 0 | 0 | 0 | 0 | 0 | 0 | 0 | 0 | 0 | 0 | 0 | 0 | 0 | 0 | 0 | 0 | 0 | 0 | 0 | 0 | 0 | 0 | 0 | 0 | 0 | 0 | 0 | 0 | 0 | 0 | 0 | 0
| Acquisition stage Year 7 |  |  | 0 | 0 | 0 | 0 | 0 | 0 | 7.584 | 0 | 0 | 0 | 0 | 0 | 0 | 0 | 0 | 0 | 0 | 0 | 0 | 0 | 0 | 0 | 0 | 0 | 0 | 0 | 0 | 0 | 0 | 0 | 0 | 0 | 0 | 0 | 0 | 0 | 0 | 0 | 0 | 0 | 0 | 0 | 0 | 0 | 0 | 0 | 0 | 0 | 0 | 0 | 0 | 0 | 0 | 0 | 0 | 0 | 0 | 0 | 0 | 0 | 0 | 0 | 0 | 0 | 0 | 0 | 0 | 0 | 0 | 0 | 0 | 0 | 0 | 0 | 0 | 0 | 0 | 0 | 0 | 0 | 0 | 0 | 0 | 0 | 0 | 0 | 0 | 0 | 0 | 0 | 0 | 0 | 0 | 0 | 0 | 0 | 0 | 0 | 0 | 0
| Acquisition stage Year 8 |  |  | 0 | 0 | 0 | 0 | 0 | 0 | 0 | 16.1539 | 0 | 0 | 0 | 0 | 0 | 0 | 0 | 0 | 0 | 0 | 0 | 0 | 0 | 0 | 0 | 0 | 0 | 0 | 0 | 0 | 0 | 0 | 0 | 0 | 0 | 0 | 0 | 0 | 0 | 0 | 0 | 0 | 0 | 0 | 0 | 0 | 0 | 0 | 0 | 0 | 0 | 0 | 0 | 0 | 0 | 0 | 0 | 0 | 0 | 0 | 0 | 0 | 0 | 0 | 0 | 0 | 0 | 0 | 0 | 0 | 0 | 0 | 0 | 0 | 0 | 0 | 0 | 0 | 0 | 0 | 0 | 0 | 0 | 0 | 0 | 0 | 0 | 0 | 0 | 0 | 0 | 0 | 0 | 0 | 0 | 0 | 0 | 0 | 0 | 0 | 0 | 0
| Acquisition stage Year 9 |  |  | 0 | 0 | 0 | 0 | 0 | 0 | 0 | 0 | 9.9856 | 0 | 0 | 0 | 0 | 0 | 0 | 0 | 0 | 0 | 0 | 0 | 0 | 0 | 0 | 0 | 0 | 0 | 0 | 0 | 0 | 0 | 0 | 0 | 0 | 0 | 0 | 0 | 0 | 0 | 0 | 0 | 0 | 0 | 0 | 0 | 0 | 0 | 0 | 0 | 0 | 0 | 0 | 0 | 0 | 0 | 0 | 0 | 0 | 0 | 0 | 0 | 0 | 0 | 0 | 0 | 0 | 0 | 0 | 0 | 0 | 0 | 0 | 0 | 0 | 0 | 0 | 0 | 0 | 0 | 0 | 0 | 0 | 0 | 0 | 0 | 0 | 0 | 0 | 0 | 0 | 0 | 0 | 0 | 0 | 0 | 0 | 0 | 0 | 0 | 0 | 0
| Acquisition stage Year 10 |  |  | 0 | 0 | 0 | 0 | 0 | 0 | 0 | 0 | 0 | 6.3326 | 0 | 0 | 0 | 0 | 0 | 0 | 0 | 0 | 0 | 0 | 0 | 0 | 0 | 0 | 0 | 0 | 0 | 0 | 0 | 0 | 0 | 0 | 0 | 0 | 0 | 0 | 0 | 0 | 0 | 0 | 0 | 0 | 0 | 0 | 0 | 0 | 0 | 0 | 0 | 0 | 0 | 0 | 0 | 0 | 0 | 0 | 0 | 0 | 0 | 0 | 0 | 0 | 0 | 0 | 0 | 0 | 0 | 0 | 0 | 0 | 0 | 0 | 0 | 0 | 0 | 0 | 0 | 0 | 0 | 0 | 0 | 0 | 0 | 0 | 0 | 0 | 0 | 0 | 0 | 0 | 0 | 0 | 0 | 0 | 0 | 0 | 0 | 0 | 0 | 0
| Operation stage non-renewable electricity usage |  |  | 0 | 0 | 0 | 0 | 0 | 0 | 0 | 0 | 0 | 0 | 0 | 0 | 0 | 0 | 0 | 0 | 0 | 0 | 0 | 0 | 0 | 0 | 0 | 0 | 0 | 0 | 0 | 0 | 0 | 0 | 0 | 0 | 0 | 0 | 0 | 0 | 0 | 0 | 0 | 0 | 0 | 0 | 0 | 0 | 0 | 0 | 0 | 0 | 0 | 0 | 0 | 0 | 0 | 0 | 0 | 0 | 0 | 0 | 0 | 0 | 0 | 0 | 0 | 0 | 0 | 0 | 0 | 0 | 0 | 0 | 0 | 0 | 0 | 0 | 0 | 0 | 0 | 0 | 0 | 0 | 0 | 0 | 0 | 0 | 0 | 0 | 0 | 0 | 0 | 0 | 0 | 0 | 0 | 0 | 0 | 0 | 0 | 0 | 0 | 0
| Operation stage (excluding electricity usage) |  |  | 0 | 0 | 0 | 0 | 0 | 0 | 0 | 0 | 0 | 0 | 0 | 0 | 0 | 0 | 0 | 0 | 0 | 0 | 0 | 0 | 0 | 0 | 0 | 0 | 0 | 0 | 0 | 0 | 0 | 0 | 0 | 0 | 0 | 0 | 0 | 0 | 0 | 0 | 0 | 0 | 0 | 0 | 0 | 0 | 0 | 0 | 0 | 0 | 0 | 0 | 0 | 0 | 0 | 0 | 0 | 0 | 0 | 0 | 0 | 0 | 0 | 0 | 0 | 0 | 0 | 0 | 0 | 0 | 0 | 0 | 0 | 0 | 0 | 0 | 0 | 0 | 0 | 0 | 0 | 0 | 0 | 0 | 0 | 0 | 0 | 0 | 0 | 0 | 0 | 0 | 0 | 0 | 0 | 0 | 0 | 0 | 0 | 0 | 0 | 0
| Maintenance event 1: Timber façade repair |  |  | 0 | 0 | 0 | 0 | 0 | 0 | 0 | 0 | 0 | 0 | 0 | 0 | 0 | 0 | 0 | 0 | 0 | 0 | 0 | 0 | 0 | 0 | 0 | 0 | 0 | 0 | 0 | 0 | 0 | 0 | 0 | 0 | 0 | 0 | 0 | 0 | 0 | 0 | 0 | 0 | 0 | 0 | 0 | 0 | 0 | 0 | 0 | 0 | 0 | 0 | 0 | 0 | 0 | 0 | 0 | 0 | 0 | 0 | 0 | 0 | 0 | 0 | 0 | 0 | 0 | 0 | 0 | 0 | 0 | 0 | 0 | 0 | 0 | 0 | 0 | 0 | 0 | 0 | 0 | 0 | 0 | 0 | 0 | 0 | 0 | 0 | 0 | 0 | 0 | 0 | 0 | 0 | 0 | 0 | 0 | 0 | 0 | 0 | 0 | 0
| Maintenance event 2: |  |  | 0 | 0 | 0 | 0 | 0 | 0 | 0 | 0 | 0 | 0 | 0 | 0 | 0 | 0 | 0 | 0 | 0 | 0 | 0 | 0 | 0 | 0 | 0 | 0 | 0 | 0 | 0 | 0 | 0 | 0 | 0 | 0 | 0 | 0 | 0 | 0 | 0 | 0 | 0 | 0 | 0 | 0 | 0 | 0 | 0 | 0 | 0 | 0 | 0 | 0 | 0 | 0 | 0 | 0 | 0 | 0 | 0 | 0 | 0 | 0 | 0 | 0 | 0 | 0 | 0 | 0 | 0 | 0 | 0 | 0 | 0 | 0 | 0 | 0 | 0 | 0 | 0 | 0 | 0 | 0 | 0 | 0 | 0 | 0 | 0 | 0 | 0 | 0 | 0 | 0 | 0 | 0 | 0 | 0 | 0 | 0 | 0 | 0 | 0 | 0
| Maintenance event 3: |  |  | 0 | 0 | 0 | 0 | 0 | 0 | 0 | 0 | 0 | 0 | 0 | 0 | 0 | 0 | 0 | 0 | 0 | 0 | 0 | 0 | 0 | 0 | 0 | 0 | 0 | 0 | 0 | 0 | 0 | 0 | 0 | 0 | 0 | 0 | 0 | 0 | 0 | 0 | 0 | 0 | 0 | 0 | 0 | 0 | 0 | 0 | 0 | 0 | 0 | 0 | 0 | 0 | 0 | 0 | 0 | 0 | 0 | 0 | 0 | 0 | 0 | 0 | 0 | 0 | 0 | 0 | 0 | 0 | 0 | 0 | 0 | 0 | 0 | 0 | 0 | 0 | 0 | 0 | 0 | 0 | 0 | 0 | 0 | 0 | 0 | 0 | 0 | 0 | 0 | 0 | 0 | 0 | 0 | 0 | 0 | 0 | 0 | 0 | 0 | 0
| Maintenance event 4: |  |  | 0 | 0 | 0 | 0 | 0 | 0 | 0 | 0 | 0 | 0 | 0 | 0 | 0 | 0 | 0 | 0 | 0 | 0 | 0 | 0 | 0 | 0 | 0 | 0 | 0 | 0 | 0 | 0 | 0 | 0 | 0 | 0 | 0 | 0 | 0 | 0 | 0 | 0 | 0 | 0 | 0 | 0 | 0 | 0 | 0 | 0 | 0 | 0 | 0 | 0 | 0 | 0 | 0 | 0 | 0 | 0 | 0 | 0 | 0 | 0 | 0 | 0 | 0 | 0 | 0 | 0 | 0 | 0 | 0 | 0 | 0 | 0 | 0 | 0 | 0 | 0 | 0 | 0 | 0 | 0 | 0 | 0 | 0 | 0 | 0 | 0 | 0 | 0 | 0 | 0 | 0 | 0 | 0 | 0 | 0 | 0 | 0 | 0 | 0 | 0
| Annual general maintenance (e.g., unforeseen breakages) |  |  | 0 | 1.0323 | 1.0633 | 1.1332 | 1.2729 | 1.5212 | 1.8627 | 2.2042 | 2.4526 | 2.5923 | 2.6622 | 0 | 0 | 0 | 0 | 0 | 0 | 0 | 0 | 0 | 0 | 0 | 0 | 0 | 0 | 0 | 0 | 0 | 0 | 0 | 0 | 0 | 0 | 0 | 0 | 0 | 0 | 0 | 0 | 0 | 0 | 0 | 0 | 0 | 0 | 0 | 0 | 0 | 0 | 0 | 0 | 0 | 0 | 0 | 0 | 0 | 0 | 0 | 0 | 0 | 0 | 0 | 0 | 0 | 0 | 0 | 0 | 0 | 0 | 0 | 0 | 0 | 0 | 0 | 0 | 0 | 0 | 0 | 0 | 0 | 0 | 0 | 0 | 0 | 0 | 0 | 0 | 0 | 0 | 0 | 0 | 0 | 0 | 0 | 0 | 0 | 0 | 0 | 0 | 0
| End-of-life stage |  |  | 0 | 0 | 0 | 0 | 0 | 0 | 0 | 0 | 0 | 0 | 0 | 0 | 0 | 0 | 0 | 0 | 0 | 0 | 0 | 0 | 0 | 0 | 0 | 0 | 0 | 0 | 0 | 0 | 0 | 0 | 0 | 0 | 0 | 0 | 0 | 0 | 0 | 0 | 0 | 0 | 0 | 0 | 0 | 0 | 0 | 0 | 0 | 0 | 0 | 0 | 0 | 0 | 0 | 0 | 0 | 0 | 0 | 0 | 0 | 0 | 0 | 0 | 0 | 0 | 0 | 0 | 0 | 0 | 0 | 0 | 0 | 0 | 0 | 0 | 0 | 0 | 0 | 0 | 0 | 0 | 0 | 0 | 0 | 0 | 0 | 0 | 0 | 0 | 0 | 0 | 0 | 0 | 0 | 0 | 0 | 0 | 0 | 0 | 0 | 0
| Total carbon dioxide equivalent economic costs |  |  | 34.7727 | 28.7708 | 1.0633 | 1.1332 | 1.2729 | 5.2374 | 9.4467 | 18.3582 | 12.4382 | 8.925 | 2.6622 | 0 | 0 | 0 | 0 | 0 | 0 | 0 | 0 | 0 | 0 | 0 | 0 | 0 | 0 | 0 | 0 | 0 | 0 | 0 | 0 | 0 | 0 | 0 | 0 | 0 | 0 | 0 | 0 | 0 | 0 | 0 | 0 | 0 | 0 | 0 | 0 | 0 | 0 | 0 | 0 | 0 | 0 | 0 | 0 | 0 | 0 | 0 | 0 | 0 | 0 | 0 | 0 | 0 | 0 | 0 | 0 | 0 | 0 | 0 | 0 | 0 | 0 | 0 | 0 | 0 | 0 | 0 | 0 | 0 | 0 | 0 | 0 | 0 | 0 | 0 | 0 | 0 | 0 | 0 | 0 | 0 | 0 | 0 | 0 | 0 | 0 | 0 | 0 | 0
| Sum total of carbon dioxide equivalent emissions (economic costs) |  | - | 2025-07-01: 124.0804
e.ii | Tonnes of carbon dioxide equivalent emissions
| Acquisition stage |  |  | 0.2643 | 0.20766 | 0 | 0 | 0 | 0.018878 | 0.031464 | 0.056635 | 0.031464 | 0.018878 | 0 | 0 | 0 | 0 | 0 | 0 | 0 | 0 | 0 | 0 | 0 | 0 | 0 | 0 | 0 | 0 | 0 | 0 | 0 | 0 | 0 | 0 | 0 | 0 | 0 | 0 | 0 | 0 | 0 | 0 | 0 | 0 | 0 | 0 | 0 | 0 | 0 | 0 | 0 | 0 | 0 | 0 | 0 | 0 | 0 | 0 | 0 | 0 | 0 | 0 | 0 | 0 | 0 | 0 | 0 | 0 | 0 | 0 | 0 | 0 | 0 | 0 | 0 | 0 | 0 | 0 | 0 | 0 | 0 | 0 | 0 | 0 | 0 | 0 | 0 | 0 | 0 | 0 | 0 | 0 | 0 | 0 | 0 | 0 | 0 | 0 | 0 | 0 | 0 | 0
| Operation stage non-renewable electricity usage |  |  | 0 | 0 | 0 | 0 | 0 | 0 | 0 | 0 | 0 | 0 | 0 | 0 | 0 | 0 | 0 | 0 | 0 | 0 | 0 | 0 | 0 | 0 | 0 | 0 | 0 | 0 | 0 | 0 | 0 | 0 | 0 | 0 | 0 | 0 | 0 | 0 | 0 | 0 | 0 | 0 | 0 | 0 | 0 | 0 | 0 | 0 | 0 | 0 | 0 | 0 | 0 | 0 | 0 | 0 | 0 | 0 | 0 | 0 | 0 | 0 | 0 | 0 | 0 | 0 | 0 | 0 | 0 | 0 | 0 | 0 | 0 | 0 | 0 | 0 | 0 | 0 | 0 | 0 | 0 | 0 | 0 | 0 | 0 | 0 | 0 | 0 | 0 | 0 | 0 | 0 | 0 | 0 | 0 | 0 | 0 | 0 | 0 | 0 | 0 | 0
| Operation stage (excluding electricity usage) |  |  | 0 | 0 | 0 | 0 | 0 | 0 | 0 | 0 | 0 | 0 | 0 | 0 | 0 | 0 | 0 | 0 | 0 | 0 | 0 | 0 | 0 | 0 | 0 | 0 | 0 | 0 | 0 | 0 | 0 | 0 | 0 | 0 | 0 | 0 | 0 | 0 | 0 | 0 | 0 | 0 | 0 | 0 | 0 | 0 | 0 | 0 | 0 | 0 | 0 | 0 | 0 | 0 | 0 | 0 | 0 | 0 | 0 | 0 | 0 | 0 | 0 | 0 | 0 | 0 | 0 | 0 | 0 | 0 | 0 | 0 | 0 | 0 | 0 | 0 | 0 | 0 | 0 | 0 | 0 | 0 | 0 | 0 | 0 | 0 | 0 | 0 | 0 | 0 | 0 | 0 | 0 | 0 | 0 | 0 | 0 | 0 | 0 | 0 | 0 | 0
| Maintenance stage |  |  | 0 | 0.007728 | 0.007728 | 0.007728 | 0.007728 | 0.007728 | 0.007728 | 0.007728 | 0.007728 | 0.007728 | 0.007728 | 0 | 0 | 0 | 0 | 0 | 0 | 0 | 0 | 0 | 0 | 0 | 0 | 0 | 0 | 0 | 0 | 0 | 0 | 0 | 0 | 0 | 0 | 0 | 0 | 0 | 0 | 0 | 0 | 0 | 0 | 0 | 0 | 0 | 0 | 0 | 0 | 0 | 0 | 0 | 0 | 0 | 0 | 0 | 0 | 0 | 0 | 0 | 0 | 0 | 0 | 0 | 0 | 0 | 0 | 0 | 0 | 0 | 0 | 0 | 0 | 0 | 0 | 0 | 0 | 0 | 0 | 0 | 0 | 0 | 0 | 0 | 0 | 0 | 0 | 0 | 0 | 0 | 0 | 0 | 0 | 0 | 0 | 0 | 0 | 0 | 0 | 0 | 0 | 0
| End-of-life stage |  |  | 0 | 0 | 0 | 0 | 0 | 0 | 0 | 0 | 0 | 0 | 0 | 0 | 0 | 0 | 0 | 0 | 0 | 0 | 0 | 0 | 0 | 0 | 0 | 0 | 0 | 0 | 0 | 0 | 0 | 0 | 0 | 0 | 0 | 0 | 0 | 0 | 0 | 0 | 0 | 0 | 0 | 0 | 0 | 0 | 0 | 0 | 0 | 0 | 0 | 0 | 0 | 0 | 0 | 0 | 0 | 0 | 0 | 0 | 0 | 0 | 0 | 0 | 0 | 0 | 0 | 0 | 0 | 0 | 0 | 0 | 0 | 0 | 0 | 0 | 0 | 0 | 0 | 0 | 0 | 0 | 0 | 0 | 0 | 0 | 0 | 0 | 0 | 0 | 0 | 0 | 0 | 0 | 0 | 0 | 0 | 0 | 0 | 0 | 0 | 0
| Total carbon dioxide equivalent |  |  | 0.2643 | 0.21539 | 0.007728 | 0.007728 | 0.007728 | 0.026606 | 0.039192 | 0.064363 | 0.039192 | 0.026606 | 0.007728 | 0 | 0 | 0 | 0 | 0 | 0 | 0 | 0 | 0 | 0 | 0 | 0 | 0 | 0 | 0 | 0 | 0 | 0 | 0 | 0 | 0 | 0 | 0 | 0 | 0 | 0 | 0 | 0 | 0 | 0 | 0 | 0 | 0 | 0 | 0 | 0 | 0 | 0 | 0 | 0 | 0 | 0 | 0 | 0 | 0 | 0 | 0 | 0 | 0 | 0 | 0 | 0 | 0 | 0 | 0 | 0 | 0 | 0 | 0 | 0 | 0 | 0 | 0 | 0 | 0 | 0 | 0 | 0 | 0 | 0 | 0 | 0 | 0 | 0 | 0 | 0 | 0 | 0 | 0 | 0 | 0 | 0 | 0 | 0 | 0 | 0 | 0 | 0 | 0
| Sum total of carbon dioxide equivalent emissions (tonnes) |  | - | 2025-07-01: 0.70656
f | Total costs
| Net costs (undiscounted) |  |  | 29193.8062 | 25766.4404 | 2311.375 | 2369.1594 | 2428.3884 | 5979.8 | 7741.479 | 11239.9933 | 8133.3914 | 6600.5803 | 4096.2705 | 0 | 0 | 0 | 0 | 0 | 0 | 0 | 0 | 0 | 0 | 0 | 0 | 0 | 0 | 0 | 0 | 0 | 0 | 0 | 0 | 0 | 0 | 0 | 0 | 0 | 0 | 0 | 0 | 0 | 0 | 0 | 0 | 0 | 0 | 0 | 0 | 0 | 0 | 0 | 0 | 0 | 0 | 0 | 0 | 0 | 0 | 0 | 0 | 0 | 0 | 0 | 0 | 0 | 0 | 0 | 0 | 0 | 0 | 0 | 0 | 0 | 0 | 0 | 0 | 0 | 0 | 0 | 0 | 0 | 0 | 0 | 0 | 0 | 0 | 0 | 0 | 0 | 0 | 0 | 0 | 0 | 0 | 0 | 0 | 0 | 0 | 0 | 0 | 0
| Net cost (undiscounted) |  |  | 2025-07-01: 105860.684
| Net costs (discounted) |  |  | 29193.8062 | 24125.8805 | 2026.4127 | 1944.825 | 1866.5221 | 4303.5851 | 5216.7068 | 7091.9764 | 4805.0914 | 3651.2439 | 2121.6615 | 0 | 0 | 0 | 0 | 0 | 0 | 0 | 0 | 0 | 0 | 0 | 0 | 0 | 0 | 0 | 0 | 0 | 0 | 0 | 0 | 0 | 0 | 0 | 0 | 0 | 0 | 0 | 0 | 0 | 0 | 0 | 0 | 0 | 0 | 0 | 0 | 0 | 0 | 0 | 0 | 0 | 0 | 0 | 0 | 0 | 0 | 0 | 0 | 0 | 0 | 0 | 0 | 0 | 0 | 0 | 0 | 0 | 0 | 0 | 0 | 0 | 0 | 0 | 0 | 0 | 0 | 0 | 0 | 0 | 0 | 0 | 0 | 0 | 0 | 0 | 0 | 0 | 0 | 0 | 0 | 0 | 0 | 0 | 0 | 0 | 0 | 0 | 0 | 0
| Net cost (discounted) |  |  | 2025-07-01: 86347.7117
| Economic costs of carbon emissions |  |  | 34.7727 | 28.7708 | 1.0633 | 1.1332 | 1.2729 | 5.2374 | 9.4467 | 18.3582 | 12.4382 | 8.925 | 2.6622 | 0 | 0 | 0 | 0 | 0 | 0 | 0 | 0 | 0 | 0 | 0 | 0 | 0 | 0 | 0 | 0 | 0 | 0 | 0 | 0 | 0 | 0 | 0 | 0 | 0 | 0 | 0 | 0 | 0 | 0 | 0 | 0 | 0 | 0 | 0 | 0 | 0 | 0 | 0 | 0 | 0 | 0 | 0 | 0 | 0 | 0 | 0 | 0 | 0 | 0 | 0 | 0 | 0 | 0 | 0 | 0 | 0 | 0 | 0 | 0 | 0 | 0 | 0 | 0 | 0 | 0 | 0 | 0 | 0 | 0 | 0 | 0 | 0 | 0 | 0 | 0 | 0 | 0 | 0 | 0 | 0 | 0 | 0 | 0 | 0 | 0 | 0 | 0 | 0
| Economic cost of carbon emissions |  | - | 2025-07-01: 124.0804
5. Option 4:
a | Acquisition
| Total acquisition cost incurred in Year 1 |  |  | 0 | 0 | 0 | 0 | 0 | 0 | 0 | 0 | 0 | 0 | 0 | 0 | 0 | 0 | 0 | 0 | 0 | 0 | 0 | 0 | 0 | 0 | 0 | 0 | 0 | 0 | 0 | 0 | 0 | 0 | 0 | 0 | 0 | 0 | 0 | 0 | 0 | 0 | 0 | 0 | 0 | 0 | 0 | 0 | 0 | 0 | 0 | 0 | 0 | 0 | 0 | 0 | 0 | 0 | 0 | 0 | 0 | 0 | 0 | 0 | 0 | 0 | 0 | 0 | 0 | 0 | 0 | 0 | 0 | 0 | 0 | 0 | 0 | 0 | 0 | 0 | 0 | 0 | 0 | 0 | 0 | 0 | 0 | 0 | 0 | 0 | 0 | 0 | 0 | 0 | 0 | 0 | 0 | 0 | 0 | 0 | 0 | 0 | 0 | 0
| Total acquisition cost incurred in Year 2 |  |  | 0 | 0 | 0 | 0 | 0 | 0 | 0 | 0 | 0 | 0 | 0 | 0 | 0 | 0 | 0 | 0 | 0 | 0 | 0 | 0 | 0 | 0 | 0 | 0 | 0 | 0 | 0 | 0 | 0 | 0 | 0 | 0 | 0 | 0 | 0 | 0 | 0 | 0 | 0 | 0 | 0 | 0 | 0 | 0 | 0 | 0 | 0 | 0 | 0 | 0 | 0 | 0 | 0 | 0 | 0 | 0 | 0 | 0 | 0 | 0 | 0 | 0 | 0 | 0 | 0 | 0 | 0 | 0 | 0 | 0 | 0 | 0 | 0 | 0 | 0 | 0 | 0 | 0 | 0 | 0 | 0 | 0 | 0 | 0 | 0 | 0 | 0 | 0 | 0 | 0 | 0 | 0 | 0 | 0 | 0 | 0 | 0 | 0 | 0 | 0
| Total acquisition cost incurred in Year 3 |  |  | 0 | 0 | 0 | 0 | 0 | 0 | 0 | 0 | 0 | 0 | 0 | 0 | 0 | 0 | 0 | 0 | 0 | 0 | 0 | 0 | 0 | 0 | 0 | 0 | 0 | 0 | 0 | 0 | 0 | 0 | 0 | 0 | 0 | 0 | 0 | 0 | 0 | 0 | 0 | 0 | 0 | 0 | 0 | 0 | 0 | 0 | 0 | 0 | 0 | 0 | 0 | 0 | 0 | 0 | 0 | 0 | 0 | 0 | 0 | 0 | 0 | 0 | 0 | 0 | 0 | 0 | 0 | 0 | 0 | 0 | 0 | 0 | 0 | 0 | 0 | 0 | 0 | 0 | 0 | 0 | 0 | 0 | 0 | 0 | 0 | 0 | 0 | 0 | 0 | 0 | 0 | 0 | 0 | 0 | 0 | 0 | 0 | 0 | 0 | 0
| Total acquisition cost incurred in Year 4 |  |  | 0 | 0 | 0 | 0 | 0 | 0 | 0 | 0 | 0 | 0 | 0 | 0 | 0 | 0 | 0 | 0 | 0 | 0 | 0 | 0 | 0 | 0 | 0 | 0 | 0 | 0 | 0 | 0 | 0 | 0 | 0 | 0 | 0 | 0 | 0 | 0 | 0 | 0 | 0 | 0 | 0 | 0 | 0 | 0 | 0 | 0 | 0 | 0 | 0 | 0 | 0 | 0 | 0 | 0 | 0 | 0 | 0 | 0 | 0 | 0 | 0 | 0 | 0 | 0 | 0 | 0 | 0 | 0 | 0 | 0 | 0 | 0 | 0 | 0 | 0 | 0 | 0 | 0 | 0 | 0 | 0 | 0 | 0 | 0 | 0 | 0 | 0 | 0 | 0 | 0 | 0 | 0 | 0 | 0 | 0 | 0 | 0 | 0 | 0 | 0
| Total acquisition cost incurred in Year 5 |  |  | 0 | 0 | 0 | 0 | 0 | 0 | 0 | 0 | 0 | 0 | 0 | 0 | 0 | 0 | 0 | 0 | 0 | 0 | 0 | 0 | 0 | 0 | 0 | 0 | 0 | 0 | 0 | 0 | 0 | 0 | 0 | 0 | 0 | 0 | 0 | 0 | 0 | 0 | 0 | 0 | 0 | 0 | 0 | 0 | 0 | 0 | 0 | 0 | 0 | 0 | 0 | 0 | 0 | 0 | 0 | 0 | 0 | 0 | 0 | 0 | 0 | 0 | 0 | 0 | 0 | 0 | 0 | 0 | 0 | 0 | 0 | 0 | 0 | 0 | 0 | 0 | 0 | 0 | 0 | 0 | 0 | 0 | 0 | 0 | 0 | 0 | 0 | 0 | 0 | 0 | 0 | 0 | 0 | 0 | 0 | 0 | 0 | 0 | 0 | 0
| Total acquisition cost incurred in Year 6 |  |  | 0 | 0 | 0 | 0 | 0 | 0 | 0 | 0 | 0 | 0 | 0 | 0 | 0 | 0 | 0 | 0 | 0 | 0 | 0 | 0 | 0 | 0 | 0 | 0 | 0 | 0 | 0 | 0 | 0 | 0 | 0 | 0 | 0 | 0 | 0 | 0 | 0 | 0 | 0 | 0 | 0 | 0 | 0 | 0 | 0 | 0 | 0 | 0 | 0 | 0 | 0 | 0 | 0 | 0 | 0 | 0 | 0 | 0 | 0 | 0 | 0 | 0 | 0 | 0 | 0 | 0 | 0 | 0 | 0 | 0 | 0 | 0 | 0 | 0 | 0 | 0 | 0 | 0 | 0 | 0 | 0 | 0 | 0 | 0 | 0 | 0 | 0 | 0 | 0 | 0 | 0 | 0 | 0 | 0 | 0 | 0 | 0 | 0 | 0 | 0
| Total acquisition cost incurred in Year 7 |  |  | 0 | 0 | 0 | 0 | 0 | 0 | 0 | 0 | 0 | 0 | 0 | 0 | 0 | 0 | 0 | 0 | 0 | 0 | 0 | 0 | 0 | 0 | 0 | 0 | 0 | 0 | 0 | 0 | 0 | 0 | 0 | 0 | 0 | 0 | 0 | 0 | 0 | 0 | 0 | 0 | 0 | 0 | 0 | 0 | 0 | 0 | 0 | 0 | 0 | 0 | 0 | 0 | 0 | 0 | 0 | 0 | 0 | 0 | 0 | 0 | 0 | 0 | 0 | 0 | 0 | 0 | 0 | 0 | 0 | 0 | 0 | 0 | 0 | 0 | 0 | 0 | 0 | 0 | 0 | 0 | 0 | 0 | 0 | 0 | 0 | 0 | 0 | 0 | 0 | 0 | 0 | 0 | 0 | 0 | 0 | 0 | 0 | 0 | 0 | 0
| Total acquisition cost incurred in Year 8 |  |  | 0 | 0 | 0 | 0 | 0 | 0 | 0 | 0 | 0 | 0 | 0 | 0 | 0 | 0 | 0 | 0 | 0 | 0 | 0 | 0 | 0 | 0 | 0 | 0 | 0 | 0 | 0 | 0 | 0 | 0 | 0 | 0 | 0 | 0 | 0 | 0 | 0 | 0 | 0 | 0 | 0 | 0 | 0 | 0 | 0 | 0 | 0 | 0 | 0 | 0 | 0 | 0 | 0 | 0 | 0 | 0 | 0 | 0 | 0 | 0 | 0 | 0 | 0 | 0 | 0 | 0 | 0 | 0 | 0 | 0 | 0 | 0 | 0 | 0 | 0 | 0 | 0 | 0 | 0 | 0 | 0 | 0 | 0 | 0 | 0 | 0 | 0 | 0 | 0 | 0 | 0 | 0 | 0 | 0 | 0 | 0 | 0 | 0 | 0 | 0
| Total acquisition cost incurred in Year 9 |  |  | 0 | 0 | 0 | 0 | 0 | 0 | 0 | 0 | 0 | 0 | 0 | 0 | 0 | 0 | 0 | 0 | 0 | 0 | 0 | 0 | 0 | 0 | 0 | 0 | 0 | 0 | 0 | 0 | 0 | 0 | 0 | 0 | 0 | 0 | 0 | 0 | 0 | 0 | 0 | 0 | 0 | 0 | 0 | 0 | 0 | 0 | 0 | 0 | 0 | 0 | 0 | 0 | 0 | 0 | 0 | 0 | 0 | 0 | 0 | 0 | 0 | 0 | 0 | 0 | 0 | 0 | 0 | 0 | 0 | 0 | 0 | 0 | 0 | 0 | 0 | 0 | 0 | 0 | 0 | 0 | 0 | 0 | 0 | 0 | 0 | 0 | 0 | 0 | 0 | 0 | 0 | 0 | 0 | 0 | 0 | 0 | 0 | 0 | 0 | 0
| Total acquisition cost incurred in Year 10 |  |  | 0 | 0 | 0 | 0 | 0 | 0 | 0 | 0 | 0 | 0 | 0 | 0 | 0 | 0 | 0 | 0 | 0 | 0 | 0 | 0 | 0 | 0 | 0 | 0 | 0 | 0 | 0 | 0 | 0 | 0 | 0 | 0 | 0 | 0 | 0 | 0 | 0 | 0 | 0 | 0 | 0 | 0 | 0 | 0 | 0 | 0 | 0 | 0 | 0 | 0 | 0 | 0 | 0 | 0 | 0 | 0 | 0 | 0 | 0 | 0 | 0 | 0 | 0 | 0 | 0 | 0 | 0 | 0 | 0 | 0 | 0 | 0 | 0 | 0 | 0 | 0 | 0 | 0 | 0 | 0 | 0 | 0 | 0 | 0 | 0 | 0 | 0 | 0 | 0 | 0 | 0 | 0 | 0 | 0 | 0 | 0 | 0 | 0 | 0 | 0
| Total acquisition costs (undiscounted) |  |  | 0 | 0 | 0 | 0 | 0 | 0 | 0 | 0 | 0 | 0 | 0 | 0 | 0 | 0 | 0 | 0 | 0 | 0 | 0 | 0 | 0 | 0 | 0 | 0 | 0 | 0 | 0 | 0 | 0 | 0 | 0 | 0 | 0 | 0 | 0 | 0 | 0 | 0 | 0 | 0 | 0 | 0 | 0 | 0 | 0 | 0 | 0 | 0 | 0 | 0 | 0 | 0 | 0 | 0 | 0 | 0 | 0 | 0 | 0 | 0 | 0 | 0 | 0 | 0 | 0 | 0 | 0 | 0 | 0 | 0 | 0 | 0 | 0 | 0 | 0 | 0 | 0 | 0 | 0 | 0 | 0 | 0 | 0 | 0 | 0 | 0 | 0 | 0 | 0 | 0 | 0 | 0 | 0 | 0 | 0 | 0 | 0 | 0 | 0 | 0
| Total acquisition cost (undiscounted) |  | - | 2025-07-01: 0
| Total acquisition costs (discounted) |  |  | 0 | 0 | 0 | 0 | 0 | 0 | 0 | 0 | 0 | 0 | 0 | 0 | 0 | 0 | 0 | 0 | 0 | 0 | 0 | 0 | 0 | 0 | 0 | 0 | 0 | 0 | 0 | 0 | 0 | 0 | 0 | 0 | 0 | 0 | 0 | 0 | 0 | 0 | 0 | 0 | 0 | 0 | 0 | 0 | 0 | 0 | 0 | 0 | 0 | 0 | 0 | 0 | 0 | 0 | 0 | 0 | 0 | 0 | 0 | 0 | 0 | 0 | 0 | 0 | 0 | 0 | 0 | 0 | 0 | 0 | 0 | 0 | 0 | 0 | 0 | 0 | 0 | 0 | 0 | 0 | 0 | 0 | 0 | 0 | 0 | 0 | 0 | 0 | 0 | 0 | 0 | 0 | 0 | 0 | 0 | 0 | 0 | 0 | 0 | 0
| Total acquisition cost (discounted) |  |  | 2025-07-01: 0
b | Operation stage
| Electricity cost per annum |  |  | 0 | 0 | 0 | 0 | 0 | 0 | 0 | 0 | 0 | 0 | 0 | 0 | 0 | 0 | 0 | 0 | 0 | 0 | 0 | 0 | 0 | 0 | 0 | 0 | 0 | 0 | 0 | 0 | 0 | 0 | 0 | 0 | 0 | 0 | 0 | 0 | 0 | 0 | 0 | 0 | 0 | 0 | 0 | 0 | 0 | 0 | 0 | 0 | 0 | 0 | 0 | 0 | 0 | 0 | 0 | 0 | 0 | 0 | 0 | 0 | 0 | 0 | 0 | 0 | 0 | 0 | 0 | 0 | 0 | 0 | 0 | 0 | 0 | 0 | 0 | 0 | 0 | 0 | 0 | 0 | 0 | 0 | 0 | 0 | 0 | 0 | 0 | 0 | 0 | 0 | 0 | 0 | 0 | 0 | 0 | 0 | 0 | 0 | 0 | 0
| Operating cost per annum |  |  | 0 | 0 | 0 | 0 | 0 | 0 | 0 | 0 | 0 | 0 | 0 | 0 | 0 | 0 | 0 | 0 | 0 | 0 | 0 | 0 | 0 | 0 | 0 | 0 | 0 | 0 | 0 | 0 | 0 | 0 | 0 | 0 | 0 | 0 | 0 | 0 | 0 | 0 | 0 | 0 | 0 | 0 | 0 | 0 | 0 | 0 | 0 | 0 | 0 | 0 | 0 | 0 | 0 | 0 | 0 | 0 | 0 | 0 | 0 | 0 | 0 | 0 | 0 | 0 | 0 | 0 | 0 | 0 | 0 | 0 | 0 | 0 | 0 | 0 | 0 | 0 | 0 | 0 | 0 | 0 | 0 | 0 | 0 | 0 | 0 | 0 | 0 | 0 | 0 | 0 | 0 | 0 | 0 | 0 | 0 | 0 | 0 | 0 | 0 | 0
| Re-occurring annualised fees and charges (e.g., rent, leases) |  |  | 0 | 0 | 0 | 0 | 0 | 0 | 0 | 0 | 0 | 0 | 0 | 0 | 0 | 0 | 0 | 0 | 0 | 0 | 0 | 0 | 0 | 0 | 0 | 0 | 0 | 0 | 0 | 0 | 0 | 0 | 0 | 0 | 0 | 0 | 0 | 0 | 0 | 0 | 0 | 0 | 0 | 0 | 0 | 0 | 0 | 0 | 0 | 0 | 0 | 0 | 0 | 0 | 0 | 0 | 0 | 0 | 0 | 0 | 0 | 0 | 0 | 0 | 0 | 0 | 0 | 0 | 0 | 0 | 0 | 0 | 0 | 0 | 0 | 0 | 0 | 0 | 0 | 0 | 0 | 0 | 0 | 0 | 0 | 0 | 0 | 0 | 0 | 0 | 0 | 0 | 0 | 0 | 0 | 0 | 0 | 0 | 0 | 0 | 0 | 0
| Total operation costs (undiscounted) |  |  | 0 | 0 | 0 | 0 | 0 | 0 | 0 | 0 | 0 | 0 | 0 | 0 | 0 | 0 | 0 | 0 | 0 | 0 | 0 | 0 | 0 | 0 | 0 | 0 | 0 | 0 | 0 | 0 | 0 | 0 | 0 | 0 | 0 | 0 | 0 | 0 | 0 | 0 | 0 | 0 | 0 | 0 | 0 | 0 | 0 | 0 | 0 | 0 | 0 | 0 | 0 | 0 | 0 | 0 | 0 | 0 | 0 | 0 | 0 | 0 | 0 | 0 | 0 | 0 | 0 | 0 | 0 | 0 | 0 | 0 | 0 | 0 | 0 | 0 | 0 | 0 | 0 | 0 | 0 | 0 | 0 | 0 | 0 | 0 | 0 | 0 | 0 | 0 | 0 | 0 | 0 | 0 | 0 | 0 | 0 | 0 | 0 | 0 | 0 | 0
| Total operation cost (undiscounted) |  | - | 2025-07-01: 0
| Total operation costs (discounted) |  |  | 0 | 0 | 0 | 0 | 0 | 0 | 0 | 0 | 0 | 0 | 0 | 0 | 0 | 0 | 0 | 0 | 0 | 0 | 0 | 0 | 0 | 0 | 0 | 0 | 0 | 0 | 0 | 0 | 0 | 0 | 0 | 0 | 0 | 0 | 0 | 0 | 0 | 0 | 0 | 0 | 0 | 0 | 0 | 0 | 0 | 0 | 0 | 0 | 0 | 0 | 0 | 0 | 0 | 0 | 0 | 0 | 0 | 0 | 0 | 0 | 0 | 0 | 0 | 0 | 0 | 0 | 0 | 0 | 0 | 0 | 0 | 0 | 0 | 0 | 0 | 0 | 0 | 0 | 0 | 0 | 0 | 0 | 0 | 0 | 0 | 0 | 0 | 0 | 0 | 0 | 0 | 0 | 0 | 0 | 0 | 0 | 0 | 0 | 0 | 0
| Total operation cost (discounted) |  |  | 2025-07-01: 0
c | Maintenance stage
| Maintenance event 1: |  |  | 0 | 0 | 0 | 0 | 0 | 0 | 0 | 0 | 0 | 0 | 0 | 0 | 0 | 0 | 0 | 0 | 0 | 0 | 0 | 0 | 0 | 0 | 0 | 0 | 0 | 0 | 0 | 0 | 0 | 0 | 0 | 0 | 0 | 0 | 0 | 0 | 0 | 0 | 0 | 0 | 0 | 0 | 0 | 0 | 0 | 0 | 0 | 0 | 0 | 0 | 0 | 0 | 0 | 0 | 0 | 0 | 0 | 0 | 0 | 0 | 0 | 0 | 0 | 0 | 0 | 0 | 0 | 0 | 0 | 0 | 0 | 0 | 0 | 0 | 0 | 0 | 0 | 0 | 0 | 0 | 0 | 0 | 0 | 0 | 0 | 0 | 0 | 0 | 0 | 0 | 0 | 0 | 0 | 0 | 0 | 0 | 0 | 0 | 0 | 0
| Maintenance event 2: |  |  | 0 | 0 | 0 | 0 | 0 | 0 | 0 | 0 | 0 | 0 | 0 | 0 | 0 | 0 | 0 | 0 | 0 | 0 | 0 | 0 | 0 | 0 | 0 | 0 | 0 | 0 | 0 | 0 | 0 | 0 | 0 | 0 | 0 | 0 | 0 | 0 | 0 | 0 | 0 | 0 | 0 | 0 | 0 | 0 | 0 | 0 | 0 | 0 | 0 | 0 | 0 | 0 | 0 | 0 | 0 | 0 | 0 | 0 | 0 | 0 | 0 | 0 | 0 | 0 | 0 | 0 | 0 | 0 | 0 | 0 | 0 | 0 | 0 | 0 | 0 | 0 | 0 | 0 | 0 | 0 | 0 | 0 | 0 | 0 | 0 | 0 | 0 | 0 | 0 | 0 | 0 | 0 | 0 | 0 | 0 | 0 | 0 | 0 | 0 | 0
| Maintenance event 3: |  |  | 0 | 0 | 0 | 0 | 0 | 0 | 0 | 0 | 0 | 0 | 0 | 0 | 0 | 0 | 0 | 0 | 0 | 0 | 0 | 0 | 0 | 0 | 0 | 0 | 0 | 0 | 0 | 0 | 0 | 0 | 0 | 0 | 0 | 0 | 0 | 0 | 0 | 0 | 0 | 0 | 0 | 0 | 0 | 0 | 0 | 0 | 0 | 0 | 0 | 0 | 0 | 0 | 0 | 0 | 0 | 0 | 0 | 0 | 0 | 0 | 0 | 0 | 0 | 0 | 0 | 0 | 0 | 0 | 0 | 0 | 0 | 0 | 0 | 0 | 0 | 0 | 0 | 0 | 0 | 0 | 0 | 0 | 0 | 0 | 0 | 0 | 0 | 0 | 0 | 0 | 0 | 0 | 0 | 0 | 0 | 0 | 0 | 0 | 0 | 0
| Maintenance event 4: |  |  | 0 | 0 | 0 | 0 | 0 | 0 | 0 | 0 | 0 | 0 | 0 | 0 | 0 | 0 | 0 | 0 | 0 | 0 | 0 | 0 | 0 | 0 | 0 | 0 | 0 | 0 | 0 | 0 | 0 | 0 | 0 | 0 | 0 | 0 | 0 | 0 | 0 | 0 | 0 | 0 | 0 | 0 | 0 | 0 | 0 | 0 | 0 | 0 | 0 | 0 | 0 | 0 | 0 | 0 | 0 | 0 | 0 | 0 | 0 | 0 | 0 | 0 | 0 | 0 | 0 | 0 | 0 | 0 | 0 | 0 | 0 | 0 | 0 | 0 | 0 | 0 | 0 | 0 | 0 | 0 | 0 | 0 | 0 | 0 | 0 | 0 | 0 | 0 | 0 | 0 | 0 | 0 | 0 | 0 | 0 | 0 | 0 | 0 | 0 | 0
| Provision for general annual maintenance (e.g., unforeseen breakages) |  |  | 0 | 0 | 0 | 0 | 0 | 0 | 0 | 0 | 0 | 0 | 0 | 0 | 0 | 0 | 0 | 0 | 0 | 0 | 0 | 0 | 0 | 0 | 0 | 0 | 0 | 0 | 0 | 0 | 0 | 0 | 0 | 0 | 0 | 0 | 0 | 0 | 0 | 0 | 0 | 0 | 0 | 0 | 0 | 0 | 0 | 0 | 0 | 0 | 0 | 0 | 0 | 0 | 0 | 0 | 0 | 0 | 0 | 0 | 0 | 0 | 0 | 0 | 0 | 0 | 0 | 0 | 0 | 0 | 0 | 0 | 0 | 0 | 0 | 0 | 0 | 0 | 0 | 0 | 0 | 0 | 0 | 0 | 0 | 0 | 0 | 0 | 0 | 0 | 0 | 0 | 0 | 0 | 0 | 0 | 0 | 0 | 0 | 0 | 0 | 0
| Total maintenance costs (undiscounted) |  |  | 0 | 0 | 0 | 0 | 0 | 0 | 0 | 0 | 0 | 0 | 0 | 0 | 0 | 0 | 0 | 0 | 0 | 0 | 0 | 0 | 0 | 0 | 0 | 0 | 0 | 0 | 0 | 0 | 0 | 0 | 0 | 0 | 0 | 0 | 0 | 0 | 0 | 0 | 0 | 0 | 0 | 0 | 0 | 0 | 0 | 0 | 0 | 0 | 0 | 0 | 0 | 0 | 0 | 0 | 0 | 0 | 0 | 0 | 0 | 0 | 0 | 0 | 0 | 0 | 0 | 0 | 0 | 0 | 0 | 0 | 0 | 0 | 0 | 0 | 0 | 0 | 0 | 0 | 0 | 0 | 0 | 0 | 0 | 0 | 0 | 0 | 0 | 0 | 0 | 0 | 0 | 0 | 0 | 0 | 0 | 0 | 0 | 0 | 0 | 0
| Total maintenance cost (undiscounted) |  | - | 2025-07-01: 0
| Total maintenance costs (discounted) |  |  | 0 | 0 | 0 | 0 | 0 | 0 | 0 | 0 | 0 | 0 | 0 | 0 | 0 | 0 | 0 | 0 | 0 | 0 | 0 | 0 | 0 | 0 | 0 | 0 | 0 | 0 | 0 | 0 | 0 | 0 | 0 | 0 | 0 | 0 | 0 | 0 | 0 | 0 | 0 | 0 | 0 | 0 | 0 | 0 | 0 | 0 | 0 | 0 | 0 | 0 | 0 | 0 | 0 | 0 | 0 | 0 | 0 | 0 | 0 | 0 | 0 | 0 | 0 | 0 | 0 | 0 | 0 | 0 | 0 | 0 | 0 | 0 | 0 | 0 | 0 | 0 | 0 | 0 | 0 | 0 | 0 | 0 | 0 | 0 | 0 | 0 | 0 | 0 | 0 | 0 | 0 | 0 | 0 | 0 | 0 | 0 | 0 | 0 | 0 | 0
| Total maintenance cost (discounted) |  |  | 2025-07-01: 0
f | End-of-life stage
| Residual value |  |  | 0 | 0 | 0 | 0 | 0 | 0 | 0 | 0 | 0 | 0 | 0 | 0 | 0 | 0 | 0 | 0 | 0 | 0 | 0 | 0 | 0 | 0 | 0 | 0 | 0 | 0 | 0 | 0 | 0 | 0 | 0 | 0 | 0 | 0 | 0 | 0 | 0 | 0 | 0 | 0 | 0 | 0 | 0 | 0 | 0 | 0 | 0 | 0 | 0 | 0 | 0 | 0 | 0 | 0 | 0 | 0 | 0 | 0 | 0 | 0 | 0 | 0 | 0 | 0 | 0 | 0 | 0 | 0 | 0 | 0 | 0 | 0 | 0 | 0 | 0 | 0 | 0 | 0 | 0 | 0 | 0 | 0 | 0 | 0 | 0 | 0 | 0 | 0 | 0 | 0 | 0 | 0 | 0 | 0 | 0 | 0 | 0 | 0 | 0 | 0
| Total residual values (undiscounted) |  |  | 0 | 0 | 0 | 0 | 0 | 0 | 0 | 0 | 0 | 0 | 0 | 0 | 0 | 0 | 0 | 0 | 0 | 0 | 0 | 0 | 0 | 0 | 0 | 0 | 0 | 0 | 0 | 0 | 0 | 0 | 0 | 0 | 0 | 0 | 0 | 0 | 0 | 0 | 0 | 0 | 0 | 0 | 0 | 0 | 0 | 0 | 0 | 0 | 0 | 0 | 0 | 0 | 0 | 0 | 0 | 0 | 0 | 0 | 0 | 0 | 0 | 0 | 0 | 0 | 0 | 0 | 0 | 0 | 0 | 0 | 0 | 0 | 0 | 0 | 0 | 0 | 0 | 0 | 0 | 0 | 0 | 0 | 0 | 0 | 0 | 0 | 0 | 0 | 0 | 0 | 0 | 0 | 0 | 0 | 0 | 0 | 0 | 0 | 0 | 0
| Total residual value (undiscounted) |  | - | 2025-07-01: 0
| Total residual values (discounted) |  |  | 0 | 0 | 0 | 0 | 0 | 0 | 0 | 0 | 0 | 0 | 0 | 0 | 0 | 0 | 0 | 0 | 0 | 0 | 0 | 0 | 0 | 0 | 0 | 0 | 0 | 0 | 0 | 0 | 0 | 0 | 0 | 0 | 0 | 0 | 0 | 0 | 0 | 0 | 0 | 0 | 0 | 0 | 0 | 0 | 0 | 0 | 0 | 0 | 0 | 0 | 0 | 0 | 0 | 0 | 0 | 0 | 0 | 0 | 0 | 0 | 0 | 0 | 0 | 0 | 0 | 0 | 0 | 0 | 0 | 0 | 0 | 0 | 0 | 0 | 0 | 0 | 0 | 0 | 0 | 0 | 0 | 0 | 0 | 0 | 0 | 0 | 0 | 0 | 0 | 0 | 0 | 0 | 0 | 0 | 0 | 0 | 0 | 0 | 0 | 0
| Total residual value (discounted) |  |  | 2025-07-01: 0
e | Carbon dioxide equivalent emissions
e.i | Economic cost of carbon dioxide equivalent emissions
| Acquisition stage Year 1 |  |  | 0 | 0 | 0 | 0 | 0 | 0 | 0 | 0 | 0 | 0 | 0 | 0 | 0 | 0 | 0 | 0 | 0 | 0 | 0 | 0 | 0 | 0 | 0 | 0 | 0 | 0 | 0 | 0 | 0 | 0 | 0 | 0 | 0 | 0 | 0 | 0 | 0 | 0 | 0 | 0 | 0 | 0 | 0 | 0 | 0 | 0 | 0 | 0 | 0 | 0 | 0 | 0 | 0 | 0 | 0 | 0 | 0 | 0 | 0 | 0 | 0 | 0 | 0 | 0 | 0 | 0 | 0 | 0 | 0 | 0 | 0 | 0 | 0 | 0 | 0 | 0 | 0 | 0 | 0 | 0 | 0 | 0 | 0 | 0 | 0 | 0 | 0 | 0 | 0 | 0 | 0 | 0 | 0 | 0 | 0 | 0 | 0 | 0 | 0 | 0
| Acquisition stage Year 2 |  |  | 0 | 0 | 0 | 0 | 0 | 0 | 0 | 0 | 0 | 0 | 0 | 0 | 0 | 0 | 0 | 0 | 0 | 0 | 0 | 0 | 0 | 0 | 0 | 0 | 0 | 0 | 0 | 0 | 0 | 0 | 0 | 0 | 0 | 0 | 0 | 0 | 0 | 0 | 0 | 0 | 0 | 0 | 0 | 0 | 0 | 0 | 0 | 0 | 0 | 0 | 0 | 0 | 0 | 0 | 0 | 0 | 0 | 0 | 0 | 0 | 0 | 0 | 0 | 0 | 0 | 0 | 0 | 0 | 0 | 0 | 0 | 0 | 0 | 0 | 0 | 0 | 0 | 0 | 0 | 0 | 0 | 0 | 0 | 0 | 0 | 0 | 0 | 0 | 0 | 0 | 0 | 0 | 0 | 0 | 0 | 0 | 0 | 0 | 0 | 0
| Acquisition stage Year 3 |  |  | 0 | 0 | 0 | 0 | 0 | 0 | 0 | 0 | 0 | 0 | 0 | 0 | 0 | 0 | 0 | 0 | 0 | 0 | 0 | 0 | 0 | 0 | 0 | 0 | 0 | 0 | 0 | 0 | 0 | 0 | 0 | 0 | 0 | 0 | 0 | 0 | 0 | 0 | 0 | 0 | 0 | 0 | 0 | 0 | 0 | 0 | 0 | 0 | 0 | 0 | 0 | 0 | 0 | 0 | 0 | 0 | 0 | 0 | 0 | 0 | 0 | 0 | 0 | 0 | 0 | 0 | 0 | 0 | 0 | 0 | 0 | 0 | 0 | 0 | 0 | 0 | 0 | 0 | 0 | 0 | 0 | 0 | 0 | 0 | 0 | 0 | 0 | 0 | 0 | 0 | 0 | 0 | 0 | 0 | 0 | 0 | 0 | 0 | 0 | 0
| Acquisition stage Year 4 |  |  | 0 | 0 | 0 | 0 | 0 | 0 | 0 | 0 | 0 | 0 | 0 | 0 | 0 | 0 | 0 | 0 | 0 | 0 | 0 | 0 | 0 | 0 | 0 | 0 | 0 | 0 | 0 | 0 | 0 | 0 | 0 | 0 | 0 | 0 | 0 | 0 | 0 | 0 | 0 | 0 | 0 | 0 | 0 | 0 | 0 | 0 | 0 | 0 | 0 | 0 | 0 | 0 | 0 | 0 | 0 | 0 | 0 | 0 | 0 | 0 | 0 | 0 | 0 | 0 | 0 | 0 | 0 | 0 | 0 | 0 | 0 | 0 | 0 | 0 | 0 | 0 | 0 | 0 | 0 | 0 | 0 | 0 | 0 | 0 | 0 | 0 | 0 | 0 | 0 | 0 | 0 | 0 | 0 | 0 | 0 | 0 | 0 | 0 | 0 | 0
| Acquisition stage Year 5 |  |  | 0 | 0 | 0 | 0 | 0 | 0 | 0 | 0 | 0 | 0 | 0 | 0 | 0 | 0 | 0 | 0 | 0 | 0 | 0 | 0 | 0 | 0 | 0 | 0 | 0 | 0 | 0 | 0 | 0 | 0 | 0 | 0 | 0 | 0 | 0 | 0 | 0 | 0 | 0 | 0 | 0 | 0 | 0 | 0 | 0 | 0 | 0 | 0 | 0 | 0 | 0 | 0 | 0 | 0 | 0 | 0 | 0 | 0 | 0 | 0 | 0 | 0 | 0 | 0 | 0 | 0 | 0 | 0 | 0 | 0 | 0 | 0 | 0 | 0 | 0 | 0 | 0 | 0 | 0 | 0 | 0 | 0 | 0 | 0 | 0 | 0 | 0 | 0 | 0 | 0 | 0 | 0 | 0 | 0 | 0 | 0 | 0 | 0 | 0 | 0
| Acquisition stage Year 6 |  |  | 0 | 0 | 0 | 0 | 0 | 0 | 0 | 0 | 0 | 0 | 0 | 0 | 0 | 0 | 0 | 0 | 0 | 0 | 0 | 0 | 0 | 0 | 0 | 0 | 0 | 0 | 0 | 0 | 0 | 0 | 0 | 0 | 0 | 0 | 0 | 0 | 0 | 0 | 0 | 0 | 0 | 0 | 0 | 0 | 0 | 0 | 0 | 0 | 0 | 0 | 0 | 0 | 0 | 0 | 0 | 0 | 0 | 0 | 0 | 0 | 0 | 0 | 0 | 0 | 0 | 0 | 0 | 0 | 0 | 0 | 0 | 0 | 0 | 0 | 0 | 0 | 0 | 0 | 0 | 0 | 0 | 0 | 0 | 0 | 0 | 0 | 0 | 0 | 0 | 0 | 0 | 0 | 0 | 0 | 0 | 0 | 0 | 0 | 0 | 0
| Acquisition stage Year 7 |  |  | 0 | 0 | 0 | 0 | 0 | 0 | 0 | 0 | 0 | 0 | 0 | 0 | 0 | 0 | 0 | 0 | 0 | 0 | 0 | 0 | 0 | 0 | 0 | 0 | 0 | 0 | 0 | 0 | 0 | 0 | 0 | 0 | 0 | 0 | 0 | 0 | 0 | 0 | 0 | 0 | 0 | 0 | 0 | 0 | 0 | 0 | 0 | 0 | 0 | 0 | 0 | 0 | 0 | 0 | 0 | 0 | 0 | 0 | 0 | 0 | 0 | 0 | 0 | 0 | 0 | 0 | 0 | 0 | 0 | 0 | 0 | 0 | 0 | 0 | 0 | 0 | 0 | 0 | 0 | 0 | 0 | 0 | 0 | 0 | 0 | 0 | 0 | 0 | 0 | 0 | 0 | 0 | 0 | 0 | 0 | 0 | 0 | 0 | 0 | 0
| Acquisition stage Year 8 |  |  | 0 | 0 | 0 | 0 | 0 | 0 | 0 | 0 | 0 | 0 | 0 | 0 | 0 | 0 | 0 | 0 | 0 | 0 | 0 | 0 | 0 | 0 | 0 | 0 | 0 | 0 | 0 | 0 | 0 | 0 | 0 | 0 | 0 | 0 | 0 | 0 | 0 | 0 | 0 | 0 | 0 | 0 | 0 | 0 | 0 | 0 | 0 | 0 | 0 | 0 | 0 | 0 | 0 | 0 | 0 | 0 | 0 | 0 | 0 | 0 | 0 | 0 | 0 | 0 | 0 | 0 | 0 | 0 | 0 | 0 | 0 | 0 | 0 | 0 | 0 | 0 | 0 | 0 | 0 | 0 | 0 | 0 | 0 | 0 | 0 | 0 | 0 | 0 | 0 | 0 | 0 | 0 | 0 | 0 | 0 | 0 | 0 | 0 | 0 | 0
| Acquisition stage Year 9 |  |  | 0 | 0 | 0 | 0 | 0 | 0 | 0 | 0 | 0 | 0 | 0 | 0 | 0 | 0 | 0 | 0 | 0 | 0 | 0 | 0 | 0 | 0 | 0 | 0 | 0 | 0 | 0 | 0 | 0 | 0 | 0 | 0 | 0 | 0 | 0 | 0 | 0 | 0 | 0 | 0 | 0 | 0 | 0 | 0 | 0 | 0 | 0 | 0 | 0 | 0 | 0 | 0 | 0 | 0 | 0 | 0 | 0 | 0 | 0 | 0 | 0 | 0 | 0 | 0 | 0 | 0 | 0 | 0 | 0 | 0 | 0 | 0 | 0 | 0 | 0 | 0 | 0 | 0 | 0 | 0 | 0 | 0 | 0 | 0 | 0 | 0 | 0 | 0 | 0 | 0 | 0 | 0 | 0 | 0 | 0 | 0 | 0 | 0 | 0 | 0
| Acquisition stage Year 10 |  |  | 0 | 0 | 0 | 0 | 0 | 0 | 0 | 0 | 0 | 0 | 0 | 0 | 0 | 0 | 0 | 0 | 0 | 0 | 0 | 0 | 0 | 0 | 0 | 0 | 0 | 0 | 0 | 0 | 0 | 0 | 0 | 0 | 0 | 0 | 0 | 0 | 0 | 0 | 0 | 0 | 0 | 0 | 0 | 0 | 0 | 0 | 0 | 0 | 0 | 0 | 0 | 0 | 0 | 0 | 0 | 0 | 0 | 0 | 0 | 0 | 0 | 0 | 0 | 0 | 0 | 0 | 0 | 0 | 0 | 0 | 0 | 0 | 0 | 0 | 0 | 0 | 0 | 0 | 0 | 0 | 0 | 0 | 0 | 0 | 0 | 0 | 0 | 0 | 0 | 0 | 0 | 0 | 0 | 0 | 0 | 0 | 0 | 0 | 0 | 0
| Operation stage non-renewable electricity usage |  |  | 0 | 0 | 0 | 0 | 0 | 0 | 0 | 0 | 0 | 0 | 0 | 0 | 0 | 0 | 0 | 0 | 0 | 0 | 0 | 0 | 0 | 0 | 0 | 0 | 0 | 0 | 0 | 0 | 0 | 0 | 0 | 0 | 0 | 0 | 0 | 0 | 0 | 0 | 0 | 0 | 0 | 0 | 0 | 0 | 0 | 0 | 0 | 0 | 0 | 0 | 0 | 0 | 0 | 0 | 0 | 0 | 0 | 0 | 0 | 0 | 0 | 0 | 0 | 0 | 0 | 0 | 0 | 0 | 0 | 0 | 0 | 0 | 0 | 0 | 0 | 0 | 0 | 0 | 0 | 0 | 0 | 0 | 0 | 0 | 0 | 0 | 0 | 0 | 0 | 0 | 0 | 0 | 0 | 0 | 0 | 0 | 0 | 0 | 0 | 0
| Operation stage (excluding electricity usage) |  |  | 0 | 0 | 0 | 0 | 0 | 0 | 0 | 0 | 0 | 0 | 0 | 0 | 0 | 0 | 0 | 0 | 0 | 0 | 0 | 0 | 0 | 0 | 0 | 0 | 0 | 0 | 0 | 0 | 0 | 0 | 0 | 0 | 0 | 0 | 0 | 0 | 0 | 0 | 0 | 0 | 0 | 0 | 0 | 0 | 0 | 0 | 0 | 0 | 0 | 0 | 0 | 0 | 0 | 0 | 0 | 0 | 0 | 0 | 0 | 0 | 0 | 0 | 0 | 0 | 0 | 0 | 0 | 0 | 0 | 0 | 0 | 0 | 0 | 0 | 0 | 0 | 0 | 0 | 0 | 0 | 0 | 0 | 0 | 0 | 0 | 0 | 0 | 0 | 0 | 0 | 0 | 0 | 0 | 0 | 0 | 0 | 0 | 0 | 0 | 0
| Maintenance event 1: Timber façade repair |  |  | 0 | 0 | 0 | 0 | 0 | 0 | 0 | 0 | 0 | 0 | 0 | 0 | 0 | 0 | 0 | 0 | 0 | 0 | 0 | 0 | 0 | 0 | 0 | 0 | 0 | 0 | 0 | 0 | 0 | 0 | 0 | 0 | 0 | 0 | 0 | 0 | 0 | 0 | 0 | 0 | 0 | 0 | 0 | 0 | 0 | 0 | 0 | 0 | 0 | 0 | 0 | 0 | 0 | 0 | 0 | 0 | 0 | 0 | 0 | 0 | 0 | 0 | 0 | 0 | 0 | 0 | 0 | 0 | 0 | 0 | 0 | 0 | 0 | 0 | 0 | 0 | 0 | 0 | 0 | 0 | 0 | 0 | 0 | 0 | 0 | 0 | 0 | 0 | 0 | 0 | 0 | 0 | 0 | 0 | 0 | 0 | 0 | 0 | 0 | 0
| Maintenance event 2: |  |  | 0 | 0 | 0 | 0 | 0 | 0 | 0 | 0 | 0 | 0 | 0 | 0 | 0 | 0 | 0 | 0 | 0 | 0 | 0 | 0 | 0 | 0 | 0 | 0 | 0 | 0 | 0 | 0 | 0 | 0 | 0 | 0 | 0 | 0 | 0 | 0 | 0 | 0 | 0 | 0 | 0 | 0 | 0 | 0 | 0 | 0 | 0 | 0 | 0 | 0 | 0 | 0 | 0 | 0 | 0 | 0 | 0 | 0 | 0 | 0 | 0 | 0 | 0 | 0 | 0 | 0 | 0 | 0 | 0 | 0 | 0 | 0 | 0 | 0 | 0 | 0 | 0 | 0 | 0 | 0 | 0 | 0 | 0 | 0 | 0 | 0 | 0 | 0 | 0 | 0 | 0 | 0 | 0 | 0 | 0 | 0 | 0 | 0 | 0 | 0
| Maintenance event 3: |  |  | 0 | 0 | 0 | 0 | 0 | 0 | 0 | 0 | 0 | 0 | 0 | 0 | 0 | 0 | 0 | 0 | 0 | 0 | 0 | 0 | 0 | 0 | 0 | 0 | 0 | 0 | 0 | 0 | 0 | 0 | 0 | 0 | 0 | 0 | 0 | 0 | 0 | 0 | 0 | 0 | 0 | 0 | 0 | 0 | 0 | 0 | 0 | 0 | 0 | 0 | 0 | 0 | 0 | 0 | 0 | 0 | 0 | 0 | 0 | 0 | 0 | 0 | 0 | 0 | 0 | 0 | 0 | 0 | 0 | 0 | 0 | 0 | 0 | 0 | 0 | 0 | 0 | 0 | 0 | 0 | 0 | 0 | 0 | 0 | 0 | 0 | 0 | 0 | 0 | 0 | 0 | 0 | 0 | 0 | 0 | 0 | 0 | 0 | 0 | 0
| Maintenance event 4: |  |  | 0 | 0 | 0 | 0 | 0 | 0 | 0 | 0 | 0 | 0 | 0 | 0 | 0 | 0 | 0 | 0 | 0 | 0 | 0 | 0 | 0 | 0 | 0 | 0 | 0 | 0 | 0 | 0 | 0 | 0 | 0 | 0 | 0 | 0 | 0 | 0 | 0 | 0 | 0 | 0 | 0 | 0 | 0 | 0 | 0 | 0 | 0 | 0 | 0 | 0 | 0 | 0 | 0 | 0 | 0 | 0 | 0 | 0 | 0 | 0 | 0 | 0 | 0 | 0 | 0 | 0 | 0 | 0 | 0 | 0 | 0 | 0 | 0 | 0 | 0 | 0 | 0 | 0 | 0 | 0 | 0 | 0 | 0 | 0 | 0 | 0 | 0 | 0 | 0 | 0 | 0 | 0 | 0 | 0 | 0 | 0 | 0 | 0 | 0 | 0
| Annual general maintenance (e.g., unforeseen breakages) |  |  | 0 | 0 | 0 | 0 | 0 | 0 | 0 | 0 | 0 | 0 | 0 | 0 | 0 | 0 | 0 | 0 | 0 | 0 | 0 | 0 | 0 | 0 | 0 | 0 | 0 | 0 | 0 | 0 | 0 | 0 | 0 | 0 | 0 | 0 | 0 | 0 | 0 | 0 | 0 | 0 | 0 | 0 | 0 | 0 | 0 | 0 | 0 | 0 | 0 | 0 | 0 | 0 | 0 | 0 | 0 | 0 | 0 | 0 | 0 | 0 | 0 | 0 | 0 | 0 | 0 | 0 | 0 | 0 | 0 | 0 | 0 | 0 | 0 | 0 | 0 | 0 | 0 | 0 | 0 | 0 | 0 | 0 | 0 | 0 | 0 | 0 | 0 | 0 | 0 | 0 | 0 | 0 | 0 | 0 | 0 | 0 | 0 | 0 | 0 | 0
| End-of-life stage |  |  | 0 | 0 | 0 | 0 | 0 | 0 | 0 | 0 | 0 | 0 | 0 | 0 | 0 | 0 | 0 | 0 | 0 | 0 | 0 | 0 | 0 | 0 | 0 | 0 | 0 | 0 | 0 | 0 | 0 | 0 | 0 | 0 | 0 | 0 | 0 | 0 | 0 | 0 | 0 | 0 | 0 | 0 | 0 | 0 | 0 | 0 | 0 | 0 | 0 | 0 | 0 | 0 | 0 | 0 | 0 | 0 | 0 | 0 | 0 | 0 | 0 | 0 | 0 | 0 | 0 | 0 | 0 | 0 | 0 | 0 | 0 | 0 | 0 | 0 | 0 | 0 | 0 | 0 | 0 | 0 | 0 | 0 | 0 | 0 | 0 | 0 | 0 | 0 | 0 | 0 | 0 | 0 | 0 | 0 | 0 | 0 | 0 | 0 | 0 | 0
| Total carbon dioxide equivalent economic costs |  |  | 0 | 0 | 0 | 0 | 0 | 0 | 0 | 0 | 0 | 0 | 0 | 0 | 0 | 0 | 0 | 0 | 0 | 0 | 0 | 0 | 0 | 0 | 0 | 0 | 0 | 0 | 0 | 0 | 0 | 0 | 0 | 0 | 0 | 0 | 0 | 0 | 0 | 0 | 0 | 0 | 0 | 0 | 0 | 0 | 0 | 0 | 0 | 0 | 0 | 0 | 0 | 0 | 0 | 0 | 0 | 0 | 0 | 0 | 0 | 0 | 0 | 0 | 0 | 0 | 0 | 0 | 0 | 0 | 0 | 0 | 0 | 0 | 0 | 0 | 0 | 0 | 0 | 0 | 0 | 0 | 0 | 0 | 0 | 0 | 0 | 0 | 0 | 0 | 0 | 0 | 0 | 0 | 0 | 0 | 0 | 0 | 0 | 0 | 0 | 0
| Sum total of carbon dioxide equivalent emissions (economic costs) |  | - | 2025-07-01: 0
e.ii | Tonnes of carbon dioxide equivalent emissions
| Acquisition stage |  |  | 0 | 0 | 0 | 0 | 0 | 0 | 0 | 0 | 0 | 0 | 0 | 0 | 0 | 0 | 0 | 0 | 0 | 0 | 0 | 0 | 0 | 0 | 0 | 0 | 0 | 0 | 0 | 0 | 0 | 0 | 0 | 0 | 0 | 0 | 0 | 0 | 0 | 0 | 0 | 0 | 0 | 0 | 0 | 0 | 0 | 0 | 0 | 0 | 0 | 0 | 0 | 0 | 0 | 0 | 0 | 0 | 0 | 0 | 0 | 0 | 0 | 0 | 0 | 0 | 0 | 0 | 0 | 0 | 0 | 0 | 0 | 0 | 0 | 0 | 0 | 0 | 0 | 0 | 0 | 0 | 0 | 0 | 0 | 0 | 0 | 0 | 0 | 0 | 0 | 0 | 0 | 0 | 0 | 0 | 0 | 0 | 0 | 0 | 0 | 0
| Operation stage non-renewable electricity usage |  |  | 0 | 0 | 0 | 0 | 0 | 0 | 0 | 0 | 0 | 0 | 0 | 0 | 0 | 0 | 0 | 0 | 0 | 0 | 0 | 0 | 0 | 0 | 0 | 0 | 0 | 0 | 0 | 0 | 0 | 0 | 0 | 0 | 0 | 0 | 0 | 0 | 0 | 0 | 0 | 0 | 0 | 0 | 0 | 0 | 0 | 0 | 0 | 0 | 0 | 0 | 0 | 0 | 0 | 0 | 0 | 0 | 0 | 0 | 0 | 0 | 0 | 0 | 0 | 0 | 0 | 0 | 0 | 0 | 0 | 0 | 0 | 0 | 0 | 0 | 0 | 0 | 0 | 0 | 0 | 0 | 0 | 0 | 0 | 0 | 0 | 0 | 0 | 0 | 0 | 0 | 0 | 0 | 0 | 0 | 0 | 0 | 0 | 0 | 0 | 0
| Operation stage (excluding electricity usage) |  |  | 0 | 0 | 0 | 0 | 0 | 0 | 0 | 0 | 0 | 0 | 0 | 0 | 0 | 0 | 0 | 0 | 0 | 0 | 0 | 0 | 0 | 0 | 0 | 0 | 0 | 0 | 0 | 0 | 0 | 0 | 0 | 0 | 0 | 0 | 0 | 0 | 0 | 0 | 0 | 0 | 0 | 0 | 0 | 0 | 0 | 0 | 0 | 0 | 0 | 0 | 0 | 0 | 0 | 0 | 0 | 0 | 0 | 0 | 0 | 0 | 0 | 0 | 0 | 0 | 0 | 0 | 0 | 0 | 0 | 0 | 0 | 0 | 0 | 0 | 0 | 0 | 0 | 0 | 0 | 0 | 0 | 0 | 0 | 0 | 0 | 0 | 0 | 0 | 0 | 0 | 0 | 0 | 0 | 0 | 0 | 0 | 0 | 0 | 0 | 0
| Maintenance stage |  |  | 0 | 0 | 0 | 0 | 0 | 0 | 0 | 0 | 0 | 0 | 0 | 0 | 0 | 0 | 0 | 0 | 0 | 0 | 0 | 0 | 0 | 0 | 0 | 0 | 0 | 0 | 0 | 0 | 0 | 0 | 0 | 0 | 0 | 0 | 0 | 0 | 0 | 0 | 0 | 0 | 0 | 0 | 0 | 0 | 0 | 0 | 0 | 0 | 0 | 0 | 0 | 0 | 0 | 0 | 0 | 0 | 0 | 0 | 0 | 0 | 0 | 0 | 0 | 0 | 0 | 0 | 0 | 0 | 0 | 0 | 0 | 0 | 0 | 0 | 0 | 0 | 0 | 0 | 0 | 0 | 0 | 0 | 0 | 0 | 0 | 0 | 0 | 0 | 0 | 0 | 0 | 0 | 0 | 0 | 0 | 0 | 0 | 0 | 0 | 0
| End-of-life stage |  |  | 0 | 0 | 0 | 0 | 0 | 0 | 0 | 0 | 0 | 0 | 0 | 0 | 0 | 0 | 0 | 0 | 0 | 0 | 0 | 0 | 0 | 0 | 0 | 0 | 0 | 0 | 0 | 0 | 0 | 0 | 0 | 0 | 0 | 0 | 0 | 0 | 0 | 0 | 0 | 0 | 0 | 0 | 0 | 0 | 0 | 0 | 0 | 0 | 0 | 0 | 0 | 0 | 0 | 0 | 0 | 0 | 0 | 0 | 0 | 0 | 0 | 0 | 0 | 0 | 0 | 0 | 0 | 0 | 0 | 0 | 0 | 0 | 0 | 0 | 0 | 0 | 0 | 0 | 0 | 0 | 0 | 0 | 0 | 0 | 0 | 0 | 0 | 0 | 0 | 0 | 0 | 0 | 0 | 0 | 0 | 0 | 0 | 0 | 0 | 0
| Total carbon dioxide equivalent |  |  | 0 | 0 | 0 | 0 | 0 | 0 | 0 | 0 | 0 | 0 | 0 | 0 | 0 | 0 | 0 | 0 | 0 | 0 | 0 | 0 | 0 | 0 | 0 | 0 | 0 | 0 | 0 | 0 | 0 | 0 | 0 | 0 | 0 | 0 | 0 | 0 | 0 | 0 | 0 | 0 | 0 | 0 | 0 | 0 | 0 | 0 | 0 | 0 | 0 | 0 | 0 | 0 | 0 | 0 | 0 | 0 | 0 | 0 | 0 | 0 | 0 | 0 | 0 | 0 | 0 | 0 | 0 | 0 | 0 | 0 | 0 | 0 | 0 | 0 | 0 | 0 | 0 | 0 | 0 | 0 | 0 | 0 | 0 | 0 | 0 | 0 | 0 | 0 | 0 | 0 | 0 | 0 | 0 | 0 | 0 | 0 | 0 | 0 | 0 | 0
| Sum total of carbon dioxide equivalent emissions (tonnes) |  | - | 2025-07-01: 0
f | Total costs
| Net costs (undiscounted) |  |  | 0 | 0 | 0 | 0 | 0 | 0 | 0 | 0 | 0 | 0 | 0 | 0 | 0 | 0 | 0 | 0 | 0 | 0 | 0 | 0 | 0 | 0 | 0 | 0 | 0 | 0 | 0 | 0 | 0 | 0 | 0 | 0 | 0 | 0 | 0 | 0 | 0 | 0 | 0 | 0 | 0 | 0 | 0 | 0 | 0 | 0 | 0 | 0 | 0 | 0 | 0 | 0 | 0 | 0 | 0 | 0 | 0 | 0 | 0 | 0 | 0 | 0 | 0 | 0 | 0 | 0 | 0 | 0 | 0 | 0 | 0 | 0 | 0 | 0 | 0 | 0 | 0 | 0 | 0 | 0 | 0 | 0 | 0 | 0 | 0 | 0 | 0 | 0 | 0 | 0 | 0 | 0 | 0 | 0 | 0 | 0 | 0 | 0 | 0 | 0
| Net cost (undiscounted) |  |  | 2025-07-01: 0
| Net costs (discounted) |  |  | 0 | 0 | 0 | 0 | 0 | 0 | 0 | 0 | 0 | 0 | 0 | 0 | 0 | 0 | 0 | 0 | 0 | 0 | 0 | 0 | 0 | 0 | 0 | 0 | 0 | 0 | 0 | 0 | 0 | 0 | 0 | 0 | 0 | 0 | 0 | 0 | 0 | 0 | 0 | 0 | 0 | 0 | 0 | 0 | 0 | 0 | 0 | 0 | 0 | 0 | 0 | 0 | 0 | 0 | 0 | 0 | 0 | 0 | 0 | 0 | 0 | 0 | 0 | 0 | 0 | 0 | 0 | 0 | 0 | 0 | 0 | 0 | 0 | 0 | 0 | 0 | 0 | 0 | 0 | 0 | 0 | 0 | 0 | 0 | 0 | 0 | 0 | 0 | 0 | 0 | 0 | 0 | 0 | 0 | 0 | 0 | 0 | 0 | 0 | 0
| Net cost (discounted) |  |  | 2025-07-01: 0
| Economic costs of carbon emissions |  |  | 0 | 0 | 0 | 0 | 0 | 0 | 0 | 0 | 0 | 0 | 0 | 0 | 0 | 0 | 0 | 0 | 0 | 0 | 0 | 0 | 0 | 0 | 0 | 0 | 0 | 0 | 0 | 0 | 0 | 0 | 0 | 0 | 0 | 0 | 0 | 0 | 0 | 0 | 0 | 0 | 0 | 0 | 0 | 0 | 0 | 0 | 0 | 0 | 0 | 0 | 0 | 0 | 0 | 0 | 0 | 0 | 0 | 0 | 0 | 0 | 0 | 0 | 0 | 0 | 0 | 0 | 0 | 0 | 0 | 0 | 0 | 0 | 0 | 0 | 0 | 0 | 0 | 0 | 0 | 0 | 0 | 0 | 0 | 0 | 0 | 0 | 0 | 0 | 0 | 0 | 0 | 0 | 0 | 0 | 0 | 0 | 0 | 0 | 0 | 0
| Economic cost of carbon emissions |  | - | 2025-07-01: 0
6. Option 5:
a | Acquisition
| Total acquisition cost incurred in Year 1 |  |  | 0 | 0 | 0 | 0 | 0 | 0 | 0 | 0 | 0 | 0 | 0 | 0 | 0 | 0 | 0 | 0 | 0 | 0 | 0 | 0 | 0 | 0 | 0 | 0 | 0 | 0 | 0 | 0 | 0 | 0 | 0 | 0 | 0 | 0 | 0 | 0 | 0 | 0 | 0 | 0 | 0 | 0 | 0 | 0 | 0 | 0 | 0 | 0 | 0 | 0 | 0 | 0 | 0 | 0 | 0 | 0 | 0 | 0 | 0 | 0 | 0 | 0 | 0 | 0 | 0 | 0 | 0 | 0 | 0 | 0 | 0 | 0 | 0 | 0 | 0 | 0 | 0 | 0 | 0 | 0 | 0 | 0 | 0 | 0 | 0 | 0 | 0 | 0 | 0 | 0 | 0 | 0 | 0 | 0 | 0 | 0 | 0 | 0 | 0 | 0
| Total acquisition cost incurred in Year 2 |  |  | 0 | 0 | 0 | 0 | 0 | 0 | 0 | 0 | 0 | 0 | 0 | 0 | 0 | 0 | 0 | 0 | 0 | 0 | 0 | 0 | 0 | 0 | 0 | 0 | 0 | 0 | 0 | 0 | 0 | 0 | 0 | 0 | 0 | 0 | 0 | 0 | 0 | 0 | 0 | 0 | 0 | 0 | 0 | 0 | 0 | 0 | 0 | 0 | 0 | 0 | 0 | 0 | 0 | 0 | 0 | 0 | 0 | 0 | 0 | 0 | 0 | 0 | 0 | 0 | 0 | 0 | 0 | 0 | 0 | 0 | 0 | 0 | 0 | 0 | 0 | 0 | 0 | 0 | 0 | 0 | 0 | 0 | 0 | 0 | 0 | 0 | 0 | 0 | 0 | 0 | 0 | 0 | 0 | 0 | 0 | 0 | 0 | 0 | 0 | 0
| Total acquisition cost incurred in Year 3 |  |  | 0 | 0 | 0 | 0 | 0 | 0 | 0 | 0 | 0 | 0 | 0 | 0 | 0 | 0 | 0 | 0 | 0 | 0 | 0 | 0 | 0 | 0 | 0 | 0 | 0 | 0 | 0 | 0 | 0 | 0 | 0 | 0 | 0 | 0 | 0 | 0 | 0 | 0 | 0 | 0 | 0 | 0 | 0 | 0 | 0 | 0 | 0 | 0 | 0 | 0 | 0 | 0 | 0 | 0 | 0 | 0 | 0 | 0 | 0 | 0 | 0 | 0 | 0 | 0 | 0 | 0 | 0 | 0 | 0 | 0 | 0 | 0 | 0 | 0 | 0 | 0 | 0 | 0 | 0 | 0 | 0 | 0 | 0 | 0 | 0 | 0 | 0 | 0 | 0 | 0 | 0 | 0 | 0 | 0 | 0 | 0 | 0 | 0 | 0 | 0
| Total acquisition cost incurred in Year 4 |  |  | 0 | 0 | 0 | 0 | 0 | 0 | 0 | 0 | 0 | 0 | 0 | 0 | 0 | 0 | 0 | 0 | 0 | 0 | 0 | 0 | 0 | 0 | 0 | 0 | 0 | 0 | 0 | 0 | 0 | 0 | 0 | 0 | 0 | 0 | 0 | 0 | 0 | 0 | 0 | 0 | 0 | 0 | 0 | 0 | 0 | 0 | 0 | 0 | 0 | 0 | 0 | 0 | 0 | 0 | 0 | 0 | 0 | 0 | 0 | 0 | 0 | 0 | 0 | 0 | 0 | 0 | 0 | 0 | 0 | 0 | 0 | 0 | 0 | 0 | 0 | 0 | 0 | 0 | 0 | 0 | 0 | 0 | 0 | 0 | 0 | 0 | 0 | 0 | 0 | 0 | 0 | 0 | 0 | 0 | 0 | 0 | 0 | 0 | 0 | 0
| Total acquisition cost incurred in Year 5 |  |  | 0 | 0 | 0 | 0 | 0 | 0 | 0 | 0 | 0 | 0 | 0 | 0 | 0 | 0 | 0 | 0 | 0 | 0 | 0 | 0 | 0 | 0 | 0 | 0 | 0 | 0 | 0 | 0 | 0 | 0 | 0 | 0 | 0 | 0 | 0 | 0 | 0 | 0 | 0 | 0 | 0 | 0 | 0 | 0 | 0 | 0 | 0 | 0 | 0 | 0 | 0 | 0 | 0 | 0 | 0 | 0 | 0 | 0 | 0 | 0 | 0 | 0 | 0 | 0 | 0 | 0 | 0 | 0 | 0 | 0 | 0 | 0 | 0 | 0 | 0 | 0 | 0 | 0 | 0 | 0 | 0 | 0 | 0 | 0 | 0 | 0 | 0 | 0 | 0 | 0 | 0 | 0 | 0 | 0 | 0 | 0 | 0 | 0 | 0 | 0
| Total acquisition cost incurred in Year 6 |  |  | 0 | 0 | 0 | 0 | 0 | 0 | 0 | 0 | 0 | 0 | 0 | 0 | 0 | 0 | 0 | 0 | 0 | 0 | 0 | 0 | 0 | 0 | 0 | 0 | 0 | 0 | 0 | 0 | 0 | 0 | 0 | 0 | 0 | 0 | 0 | 0 | 0 | 0 | 0 | 0 | 0 | 0 | 0 | 0 | 0 | 0 | 0 | 0 | 0 | 0 | 0 | 0 | 0 | 0 | 0 | 0 | 0 | 0 | 0 | 0 | 0 | 0 | 0 | 0 | 0 | 0 | 0 | 0 | 0 | 0 | 0 | 0 | 0 | 0 | 0 | 0 | 0 | 0 | 0 | 0 | 0 | 0 | 0 | 0 | 0 | 0 | 0 | 0 | 0 | 0 | 0 | 0 | 0 | 0 | 0 | 0 | 0 | 0 | 0 | 0
| Total acquisition cost incurred in Year 7 |  |  | 0 | 0 | 0 | 0 | 0 | 0 | 0 | 0 | 0 | 0 | 0 | 0 | 0 | 0 | 0 | 0 | 0 | 0 | 0 | 0 | 0 | 0 | 0 | 0 | 0 | 0 | 0 | 0 | 0 | 0 | 0 | 0 | 0 | 0 | 0 | 0 | 0 | 0 | 0 | 0 | 0 | 0 | 0 | 0 | 0 | 0 | 0 | 0 | 0 | 0 | 0 | 0 | 0 | 0 | 0 | 0 | 0 | 0 | 0 | 0 | 0 | 0 | 0 | 0 | 0 | 0 | 0 | 0 | 0 | 0 | 0 | 0 | 0 | 0 | 0 | 0 | 0 | 0 | 0 | 0 | 0 | 0 | 0 | 0 | 0 | 0 | 0 | 0 | 0 | 0 | 0 | 0 | 0 | 0 | 0 | 0 | 0 | 0 | 0 | 0
| Total acquisition cost incurred in Year 8 |  |  | 0 | 0 | 0 | 0 | 0 | 0 | 0 | 0 | 0 | 0 | 0 | 0 | 0 | 0 | 0 | 0 | 0 | 0 | 0 | 0 | 0 | 0 | 0 | 0 | 0 | 0 | 0 | 0 | 0 | 0 | 0 | 0 | 0 | 0 | 0 | 0 | 0 | 0 | 0 | 0 | 0 | 0 | 0 | 0 | 0 | 0 | 0 | 0 | 0 | 0 | 0 | 0 | 0 | 0 | 0 | 0 | 0 | 0 | 0 | 0 | 0 | 0 | 0 | 0 | 0 | 0 | 0 | 0 | 0 | 0 | 0 | 0 | 0 | 0 | 0 | 0 | 0 | 0 | 0 | 0 | 0 | 0 | 0 | 0 | 0 | 0 | 0 | 0 | 0 | 0 | 0 | 0 | 0 | 0 | 0 | 0 | 0 | 0 | 0 | 0
| Total acquisition cost incurred in Year 9 |  |  | 0 | 0 | 0 | 0 | 0 | 0 | 0 | 0 | 0 | 0 | 0 | 0 | 0 | 0 | 0 | 0 | 0 | 0 | 0 | 0 | 0 | 0 | 0 | 0 | 0 | 0 | 0 | 0 | 0 | 0 | 0 | 0 | 0 | 0 | 0 | 0 | 0 | 0 | 0 | 0 | 0 | 0 | 0 | 0 | 0 | 0 | 0 | 0 | 0 | 0 | 0 | 0 | 0 | 0 | 0 | 0 | 0 | 0 | 0 | 0 | 0 | 0 | 0 | 0 | 0 | 0 | 0 | 0 | 0 | 0 | 0 | 0 | 0 | 0 | 0 | 0 | 0 | 0 | 0 | 0 | 0 | 0 | 0 | 0 | 0 | 0 | 0 | 0 | 0 | 0 | 0 | 0 | 0 | 0 | 0 | 0 | 0 | 0 | 0 | 0
| Total acquisition cost incurred in Year 10 |  |  | 0 | 0 | 0 | 0 | 0 | 0 | 0 | 0 | 0 | 0 | 0 | 0 | 0 | 0 | 0 | 0 | 0 | 0 | 0 | 0 | 0 | 0 | 0 | 0 | 0 | 0 | 0 | 0 | 0 | 0 | 0 | 0 | 0 | 0 | 0 | 0 | 0 | 0 | 0 | 0 | 0 | 0 | 0 | 0 | 0 | 0 | 0 | 0 | 0 | 0 | 0 | 0 | 0 | 0 | 0 | 0 | 0 | 0 | 0 | 0 | 0 | 0 | 0 | 0 | 0 | 0 | 0 | 0 | 0 | 0 | 0 | 0 | 0 | 0 | 0 | 0 | 0 | 0 | 0 | 0 | 0 | 0 | 0 | 0 | 0 | 0 | 0 | 0 | 0 | 0 | 0 | 0 | 0 | 0 | 0 | 0 | 0 | 0 | 0 | 0
| Total acquisition costs (undiscounted) |  |  | 0 | 0 | 0 | 0 | 0 | 0 | 0 | 0 | 0 | 0 | 0 | 0 | 0 | 0 | 0 | 0 | 0 | 0 | 0 | 0 | 0 | 0 | 0 | 0 | 0 | 0 | 0 | 0 | 0 | 0 | 0 | 0 | 0 | 0 | 0 | 0 | 0 | 0 | 0 | 0 | 0 | 0 | 0 | 0 | 0 | 0 | 0 | 0 | 0 | 0 | 0 | 0 | 0 | 0 | 0 | 0 | 0 | 0 | 0 | 0 | 0 | 0 | 0 | 0 | 0 | 0 | 0 | 0 | 0 | 0 | 0 | 0 | 0 | 0 | 0 | 0 | 0 | 0 | 0 | 0 | 0 | 0 | 0 | 0 | 0 | 0 | 0 | 0 | 0 | 0 | 0 | 0 | 0 | 0 | 0 | 0 | 0 | 0 | 0 | 0
| Total acquisition cost (undiscounted) |  | - | 2025-07-01: 0
| Total acquisition costs (discounted) |  |  | 0 | 0 | 0 | 0 | 0 | 0 | 0 | 0 | 0 | 0 | 0 | 0 | 0 | 0 | 0 | 0 | 0 | 0 | 0 | 0 | 0 | 0 | 0 | 0 | 0 | 0 | 0 | 0 | 0 | 0 | 0 | 0 | 0 | 0 | 0 | 0 | 0 | 0 | 0 | 0 | 0 | 0 | 0 | 0 | 0 | 0 | 0 | 0 | 0 | 0 | 0 | 0 | 0 | 0 | 0 | 0 | 0 | 0 | 0 | 0 | 0 | 0 | 0 | 0 | 0 | 0 | 0 | 0 | 0 | 0 | 0 | 0 | 0 | 0 | 0 | 0 | 0 | 0 | 0 | 0 | 0 | 0 | 0 | 0 | 0 | 0 | 0 | 0 | 0 | 0 | 0 | 0 | 0 | 0 | 0 | 0 | 0 | 0 | 0 | 0
| Total acquisition cost (discounted) |  |  | 2025-07-01: 0
b | Operation stage
| Electricity cost per annum |  |  | 0 | 0 | 0 | 0 | 0 | 0 | 0 | 0 | 0 | 0 | 0 | 0 | 0 | 0 | 0 | 0 | 0 | 0 | 0 | 0 | 0 | 0 | 0 | 0 | 0 | 0 | 0 | 0 | 0 | 0 | 0 | 0 | 0 | 0 | 0 | 0 | 0 | 0 | 0 | 0 | 0 | 0 | 0 | 0 | 0 | 0 | 0 | 0 | 0 | 0 | 0 | 0 | 0 | 0 | 0 | 0 | 0 | 0 | 0 | 0 | 0 | 0 | 0 | 0 | 0 | 0 | 0 | 0 | 0 | 0 | 0 | 0 | 0 | 0 | 0 | 0 | 0 | 0 | 0 | 0 | 0 | 0 | 0 | 0 | 0 | 0 | 0 | 0 | 0 | 0 | 0 | 0 | 0 | 0 | 0 | 0 | 0 | 0 | 0 | 0
| Operating cost per annum |  |  | 0 | 0 | 0 | 0 | 0 | 0 | 0 | 0 | 0 | 0 | 0 | 0 | 0 | 0 | 0 | 0 | 0 | 0 | 0 | 0 | 0 | 0 | 0 | 0 | 0 | 0 | 0 | 0 | 0 | 0 | 0 | 0 | 0 | 0 | 0 | 0 | 0 | 0 | 0 | 0 | 0 | 0 | 0 | 0 | 0 | 0 | 0 | 0 | 0 | 0 | 0 | 0 | 0 | 0 | 0 | 0 | 0 | 0 | 0 | 0 | 0 | 0 | 0 | 0 | 0 | 0 | 0 | 0 | 0 | 0 | 0 | 0 | 0 | 0 | 0 | 0 | 0 | 0 | 0 | 0 | 0 | 0 | 0 | 0 | 0 | 0 | 0 | 0 | 0 | 0 | 0 | 0 | 0 | 0 | 0 | 0 | 0 | 0 | 0 | 0
| Re-occurring annualised fees and charges (e.g., rent, leases) |  |  | 0 | 0 | 0 | 0 | 0 | 0 | 0 | 0 | 0 | 0 | 0 | 0 | 0 | 0 | 0 | 0 | 0 | 0 | 0 | 0 | 0 | 0 | 0 | 0 | 0 | 0 | 0 | 0 | 0 | 0 | 0 | 0 | 0 | 0 | 0 | 0 | 0 | 0 | 0 | 0 | 0 | 0 | 0 | 0 | 0 | 0 | 0 | 0 | 0 | 0 | 0 | 0 | 0 | 0 | 0 | 0 | 0 | 0 | 0 | 0 | 0 | 0 | 0 | 0 | 0 | 0 | 0 | 0 | 0 | 0 | 0 | 0 | 0 | 0 | 0 | 0 | 0 | 0 | 0 | 0 | 0 | 0 | 0 | 0 | 0 | 0 | 0 | 0 | 0 | 0 | 0 | 0 | 0 | 0 | 0 | 0 | 0 | 0 | 0 | 0
| Total operation costs (undiscounted) |  |  | 0 | 0 | 0 | 0 | 0 | 0 | 0 | 0 | 0 | 0 | 0 | 0 | 0 | 0 | 0 | 0 | 0 | 0 | 0 | 0 | 0 | 0 | 0 | 0 | 0 | 0 | 0 | 0 | 0 | 0 | 0 | 0 | 0 | 0 | 0 | 0 | 0 | 0 | 0 | 0 | 0 | 0 | 0 | 0 | 0 | 0 | 0 | 0 | 0 | 0 | 0 | 0 | 0 | 0 | 0 | 0 | 0 | 0 | 0 | 0 | 0 | 0 | 0 | 0 | 0 | 0 | 0 | 0 | 0 | 0 | 0 | 0 | 0 | 0 | 0 | 0 | 0 | 0 | 0 | 0 | 0 | 0 | 0 | 0 | 0 | 0 | 0 | 0 | 0 | 0 | 0 | 0 | 0 | 0 | 0 | 0 | 0 | 0 | 0 | 0
| Total operation cost (undiscounted) |  | - | 2025-07-01: 0
| Total operation costs (discounted) |  |  | 0 | 0 | 0 | 0 | 0 | 0 | 0 | 0 | 0 | 0 | 0 | 0 | 0 | 0 | 0 | 0 | 0 | 0 | 0 | 0 | 0 | 0 | 0 | 0 | 0 | 0 | 0 | 0 | 0 | 0 | 0 | 0 | 0 | 0 | 0 | 0 | 0 | 0 | 0 | 0 | 0 | 0 | 0 | 0 | 0 | 0 | 0 | 0 | 0 | 0 | 0 | 0 | 0 | 0 | 0 | 0 | 0 | 0 | 0 | 0 | 0 | 0 | 0 | 0 | 0 | 0 | 0 | 0 | 0 | 0 | 0 | 0 | 0 | 0 | 0 | 0 | 0 | 0 | 0 | 0 | 0 | 0 | 0 | 0 | 0 | 0 | 0 | 0 | 0 | 0 | 0 | 0 | 0 | 0 | 0 | 0 | 0 | 0 | 0 | 0
| Total operation cost (discounted) |  |  | 2025-07-01: 0
c | Maintenance stage
| Maintenance event 1: |  |  | 0 | 0 | 0 | 0 | 0 | 0 | 0 | 0 | 0 | 0 | 0 | 0 | 0 | 0 | 0 | 0 | 0 | 0 | 0 | 0 | 0 | 0 | 0 | 0 | 0 | 0 | 0 | 0 | 0 | 0 | 0 | 0 | 0 | 0 | 0 | 0 | 0 | 0 | 0 | 0 | 0 | 0 | 0 | 0 | 0 | 0 | 0 | 0 | 0 | 0 | 0 | 0 | 0 | 0 | 0 | 0 | 0 | 0 | 0 | 0 | 0 | 0 | 0 | 0 | 0 | 0 | 0 | 0 | 0 | 0 | 0 | 0 | 0 | 0 | 0 | 0 | 0 | 0 | 0 | 0 | 0 | 0 | 0 | 0 | 0 | 0 | 0 | 0 | 0 | 0 | 0 | 0 | 0 | 0 | 0 | 0 | 0 | 0 | 0 | 0
| Maintenance event 2: |  |  | 0 | 0 | 0 | 0 | 0 | 0 | 0 | 0 | 0 | 0 | 0 | 0 | 0 | 0 | 0 | 0 | 0 | 0 | 0 | 0 | 0 | 0 | 0 | 0 | 0 | 0 | 0 | 0 | 0 | 0 | 0 | 0 | 0 | 0 | 0 | 0 | 0 | 0 | 0 | 0 | 0 | 0 | 0 | 0 | 0 | 0 | 0 | 0 | 0 | 0 | 0 | 0 | 0 | 0 | 0 | 0 | 0 | 0 | 0 | 0 | 0 | 0 | 0 | 0 | 0 | 0 | 0 | 0 | 0 | 0 | 0 | 0 | 0 | 0 | 0 | 0 | 0 | 0 | 0 | 0 | 0 | 0 | 0 | 0 | 0 | 0 | 0 | 0 | 0 | 0 | 0 | 0 | 0 | 0 | 0 | 0 | 0 | 0 | 0 | 0
| Maintenance event 3: |  |  | 0 | 0 | 0 | 0 | 0 | 0 | 0 | 0 | 0 | 0 | 0 | 0 | 0 | 0 | 0 | 0 | 0 | 0 | 0 | 0 | 0 | 0 | 0 | 0 | 0 | 0 | 0 | 0 | 0 | 0 | 0 | 0 | 0 | 0 | 0 | 0 | 0 | 0 | 0 | 0 | 0 | 0 | 0 | 0 | 0 | 0 | 0 | 0 | 0 | 0 | 0 | 0 | 0 | 0 | 0 | 0 | 0 | 0 | 0 | 0 | 0 | 0 | 0 | 0 | 0 | 0 | 0 | 0 | 0 | 0 | 0 | 0 | 0 | 0 | 0 | 0 | 0 | 0 | 0 | 0 | 0 | 0 | 0 | 0 | 0 | 0 | 0 | 0 | 0 | 0 | 0 | 0 | 0 | 0 | 0 | 0 | 0 | 0 | 0 | 0
| Maintenance event 4: |  |  | 0 | 0 | 0 | 0 | 0 | 0 | 0 | 0 | 0 | 0 | 0 | 0 | 0 | 0 | 0 | 0 | 0 | 0 | 0 | 0 | 0 | 0 | 0 | 0 | 0 | 0 | 0 | 0 | 0 | 0 | 0 | 0 | 0 | 0 | 0 | 0 | 0 | 0 | 0 | 0 | 0 | 0 | 0 | 0 | 0 | 0 | 0 | 0 | 0 | 0 | 0 | 0 | 0 | 0 | 0 | 0 | 0 | 0 | 0 | 0 | 0 | 0 | 0 | 0 | 0 | 0 | 0 | 0 | 0 | 0 | 0 | 0 | 0 | 0 | 0 | 0 | 0 | 0 | 0 | 0 | 0 | 0 | 0 | 0 | 0 | 0 | 0 | 0 | 0 | 0 | 0 | 0 | 0 | 0 | 0 | 0 | 0 | 0 | 0 | 0
| Provision for general annual maintenance (e.g., unforeseen breakages) |  |  | 0 | 0 | 0 | 0 | 0 | 0 | 0 | 0 | 0 | 0 | 0 | 0 | 0 | 0 | 0 | 0 | 0 | 0 | 0 | 0 | 0 | 0 | 0 | 0 | 0 | 0 | 0 | 0 | 0 | 0 | 0 | 0 | 0 | 0 | 0 | 0 | 0 | 0 | 0 | 0 | 0 | 0 | 0 | 0 | 0 | 0 | 0 | 0 | 0 | 0 | 0 | 0 | 0 | 0 | 0 | 0 | 0 | 0 | 0 | 0 | 0 | 0 | 0 | 0 | 0 | 0 | 0 | 0 | 0 | 0 | 0 | 0 | 0 | 0 | 0 | 0 | 0 | 0 | 0 | 0 | 0 | 0 | 0 | 0 | 0 | 0 | 0 | 0 | 0 | 0 | 0 | 0 | 0 | 0 | 0 | 0 | 0 | 0 | 0 | 0
| Total maintenance costs (undiscounted) |  |  | 0 | 0 | 0 | 0 | 0 | 0 | 0 | 0 | 0 | 0 | 0 | 0 | 0 | 0 | 0 | 0 | 0 | 0 | 0 | 0 | 0 | 0 | 0 | 0 | 0 | 0 | 0 | 0 | 0 | 0 | 0 | 0 | 0 | 0 | 0 | 0 | 0 | 0 | 0 | 0 | 0 | 0 | 0 | 0 | 0 | 0 | 0 | 0 | 0 | 0 | 0 | 0 | 0 | 0 | 0 | 0 | 0 | 0 | 0 | 0 | 0 | 0 | 0 | 0 | 0 | 0 | 0 | 0 | 0 | 0 | 0 | 0 | 0 | 0 | 0 | 0 | 0 | 0 | 0 | 0 | 0 | 0 | 0 | 0 | 0 | 0 | 0 | 0 | 0 | 0 | 0 | 0 | 0 | 0 | 0 | 0 | 0 | 0 | 0 | 0
| Total maintenance cost (undiscounted) |  | - | 2025-07-01: 0
| Total maintenance costs (discounted) |  |  | 0 | 0 | 0 | 0 | 0 | 0 | 0 | 0 | 0 | 0 | 0 | 0 | 0 | 0 | 0 | 0 | 0 | 0 | 0 | 0 | 0 | 0 | 0 | 0 | 0 | 0 | 0 | 0 | 0 | 0 | 0 | 0 | 0 | 0 | 0 | 0 | 0 | 0 | 0 | 0 | 0 | 0 | 0 | 0 | 0 | 0 | 0 | 0 | 0 | 0 | 0 | 0 | 0 | 0 | 0 | 0 | 0 | 0 | 0 | 0 | 0 | 0 | 0 | 0 | 0 | 0 | 0 | 0 | 0 | 0 | 0 | 0 | 0 | 0 | 0 | 0 | 0 | 0 | 0 | 0 | 0 | 0 | 0 | 0 | 0 | 0 | 0 | 0 | 0 | 0 | 0 | 0 | 0 | 0 | 0 | 0 | 0 | 0 | 0 | 0
| Total maintenance cost (discounted) |  |  | 2025-07-01: 0
f | End-of-life stage
| Residual value |  |  | 0 | 0 | 0 | 0 | 0 | 0 | 0 | 0 | 0 | 0 | 0 | 0 | 0 | 0 | 0 | 0 | 0 | 0 | 0 | 0 | 0 | 0 | 0 | 0 | 0 | 0 | 0 | 0 | 0 | 0 | 0 | 0 | 0 | 0 | 0 | 0 | 0 | 0 | 0 | 0 | 0 | 0 | 0 | 0 | 0 | 0 | 0 | 0 | 0 | 0 | 0 | 0 | 0 | 0 | 0 | 0 | 0 | 0 | 0 | 0 | 0 | 0 | 0 | 0 | 0 | 0 | 0 | 0 | 0 | 0 | 0 | 0 | 0 | 0 | 0 | 0 | 0 | 0 | 0 | 0 | 0 | 0 | 0 | 0 | 0 | 0 | 0 | 0 | 0 | 0 | 0 | 0 | 0 | 0 | 0 | 0 | 0 | 0 | 0 | 0
| Total residual values (undiscounted) |  |  | 0 | 0 | 0 | 0 | 0 | 0 | 0 | 0 | 0 | 0 | 0 | 0 | 0 | 0 | 0 | 0 | 0 | 0 | 0 | 0 | 0 | 0 | 0 | 0 | 0 | 0 | 0 | 0 | 0 | 0 | 0 | 0 | 0 | 0 | 0 | 0 | 0 | 0 | 0 | 0 | 0 | 0 | 0 | 0 | 0 | 0 | 0 | 0 | 0 | 0 | 0 | 0 | 0 | 0 | 0 | 0 | 0 | 0 | 0 | 0 | 0 | 0 | 0 | 0 | 0 | 0 | 0 | 0 | 0 | 0 | 0 | 0 | 0 | 0 | 0 | 0 | 0 | 0 | 0 | 0 | 0 | 0 | 0 | 0 | 0 | 0 | 0 | 0 | 0 | 0 | 0 | 0 | 0 | 0 | 0 | 0 | 0 | 0 | 0 | 0
| Total residual value (undiscounted) |  | - | 2025-07-01: 0
| Total residual values (discounted) |  |  | 0 | 0 | 0 | 0 | 0 | 0 | 0 | 0 | 0 | 0 | 0 | 0 | 0 | 0 | 0 | 0 | 0 | 0 | 0 | 0 | 0 | 0 | 0 | 0 | 0 | 0 | 0 | 0 | 0 | 0 | 0 | 0 | 0 | 0 | 0 | 0 | 0 | 0 | 0 | 0 | 0 | 0 | 0 | 0 | 0 | 0 | 0 | 0 | 0 | 0 | 0 | 0 | 0 | 0 | 0 | 0 | 0 | 0 | 0 | 0 | 0 | 0 | 0 | 0 | 0 | 0 | 0 | 0 | 0 | 0 | 0 | 0 | 0 | 0 | 0 | 0 | 0 | 0 | 0 | 0 | 0 | 0 | 0 | 0 | 0 | 0 | 0 | 0 | 0 | 0 | 0 | 0 | 0 | 0 | 0 | 0 | 0 | 0 | 0 | 0
| Total residual value (discounted) |  |  | 2025-07-01: 0
e | Carbon dioxide equivalent emissions
e.i | Economic cost of carbon dioxide equivalent emissions
| Acquisition stage Year 1 |  |  | 0 | 0 | 0 | 0 | 0 | 0 | 0 | 0 | 0 | 0 | 0 | 0 | 0 | 0 | 0 | 0 | 0 | 0 | 0 | 0 | 0 | 0 | 0 | 0 | 0 | 0 | 0 | 0 | 0 | 0 | 0 | 0 | 0 | 0 | 0 | 0 | 0 | 0 | 0 | 0 | 0 | 0 | 0 | 0 | 0 | 0 | 0 | 0 | 0 | 0 | 0 | 0 | 0 | 0 | 0 | 0 | 0 | 0 | 0 | 0 | 0 | 0 | 0 | 0 | 0 | 0 | 0 | 0 | 0 | 0 | 0 | 0 | 0 | 0 | 0 | 0 | 0 | 0 | 0 | 0 | 0 | 0 | 0 | 0 | 0 | 0 | 0 | 0 | 0 | 0 | 0 | 0 | 0 | 0 | 0 | 0 | 0 | 0 | 0 | 0
| Acquisition stage Year 2 |  |  | 0 | 0 | 0 | 0 | 0 | 0 | 0 | 0 | 0 | 0 | 0 | 0 | 0 | 0 | 0 | 0 | 0 | 0 | 0 | 0 | 0 | 0 | 0 | 0 | 0 | 0 | 0 | 0 | 0 | 0 | 0 | 0 | 0 | 0 | 0 | 0 | 0 | 0 | 0 | 0 | 0 | 0 | 0 | 0 | 0 | 0 | 0 | 0 | 0 | 0 | 0 | 0 | 0 | 0 | 0 | 0 | 0 | 0 | 0 | 0 | 0 | 0 | 0 | 0 | 0 | 0 | 0 | 0 | 0 | 0 | 0 | 0 | 0 | 0 | 0 | 0 | 0 | 0 | 0 | 0 | 0 | 0 | 0 | 0 | 0 | 0 | 0 | 0 | 0 | 0 | 0 | 0 | 0 | 0 | 0 | 0 | 0 | 0 | 0 | 0
| Acquisition stage Year 3 |  |  | 0 | 0 | 0 | 0 | 0 | 0 | 0 | 0 | 0 | 0 | 0 | 0 | 0 | 0 | 0 | 0 | 0 | 0 | 0 | 0 | 0 | 0 | 0 | 0 | 0 | 0 | 0 | 0 | 0 | 0 | 0 | 0 | 0 | 0 | 0 | 0 | 0 | 0 | 0 | 0 | 0 | 0 | 0 | 0 | 0 | 0 | 0 | 0 | 0 | 0 | 0 | 0 | 0 | 0 | 0 | 0 | 0 | 0 | 0 | 0 | 0 | 0 | 0 | 0 | 0 | 0 | 0 | 0 | 0 | 0 | 0 | 0 | 0 | 0 | 0 | 0 | 0 | 0 | 0 | 0 | 0 | 0 | 0 | 0 | 0 | 0 | 0 | 0 | 0 | 0 | 0 | 0 | 0 | 0 | 0 | 0 | 0 | 0 | 0 | 0
| Acquisition stage Year 4 |  |  | 0 | 0 | 0 | 0 | 0 | 0 | 0 | 0 | 0 | 0 | 0 | 0 | 0 | 0 | 0 | 0 | 0 | 0 | 0 | 0 | 0 | 0 | 0 | 0 | 0 | 0 | 0 | 0 | 0 | 0 | 0 | 0 | 0 | 0 | 0 | 0 | 0 | 0 | 0 | 0 | 0 | 0 | 0 | 0 | 0 | 0 | 0 | 0 | 0 | 0 | 0 | 0 | 0 | 0 | 0 | 0 | 0 | 0 | 0 | 0 | 0 | 0 | 0 | 0 | 0 | 0 | 0 | 0 | 0 | 0 | 0 | 0 | 0 | 0 | 0 | 0 | 0 | 0 | 0 | 0 | 0 | 0 | 0 | 0 | 0 | 0 | 0 | 0 | 0 | 0 | 0 | 0 | 0 | 0 | 0 | 0 | 0 | 0 | 0 | 0
| Acquisition stage Year 5 |  |  | 0 | 0 | 0 | 0 | 0 | 0 | 0 | 0 | 0 | 0 | 0 | 0 | 0 | 0 | 0 | 0 | 0 | 0 | 0 | 0 | 0 | 0 | 0 | 0 | 0 | 0 | 0 | 0 | 0 | 0 | 0 | 0 | 0 | 0 | 0 | 0 | 0 | 0 | 0 | 0 | 0 | 0 | 0 | 0 | 0 | 0 | 0 | 0 | 0 | 0 | 0 | 0 | 0 | 0 | 0 | 0 | 0 | 0 | 0 | 0 | 0 | 0 | 0 | 0 | 0 | 0 | 0 | 0 | 0 | 0 | 0 | 0 | 0 | 0 | 0 | 0 | 0 | 0 | 0 | 0 | 0 | 0 | 0 | 0 | 0 | 0 | 0 | 0 | 0 | 0 | 0 | 0 | 0 | 0 | 0 | 0 | 0 | 0 | 0 | 0
| Acquisition stage Year 6 |  |  | 0 | 0 | 0 | 0 | 0 | 0 | 0 | 0 | 0 | 0 | 0 | 0 | 0 | 0 | 0 | 0 | 0 | 0 | 0 | 0 | 0 | 0 | 0 | 0 | 0 | 0 | 0 | 0 | 0 | 0 | 0 | 0 | 0 | 0 | 0 | 0 | 0 | 0 | 0 | 0 | 0 | 0 | 0 | 0 | 0 | 0 | 0 | 0 | 0 | 0 | 0 | 0 | 0 | 0 | 0 | 0 | 0 | 0 | 0 | 0 | 0 | 0 | 0 | 0 | 0 | 0 | 0 | 0 | 0 | 0 | 0 | 0 | 0 | 0 | 0 | 0 | 0 | 0 | 0 | 0 | 0 | 0 | 0 | 0 | 0 | 0 | 0 | 0 | 0 | 0 | 0 | 0 | 0 | 0 | 0 | 0 | 0 | 0 | 0 | 0
| Acquisition stage Year 7 |  |  | 0 | 0 | 0 | 0 | 0 | 0 | 0 | 0 | 0 | 0 | 0 | 0 | 0 | 0 | 0 | 0 | 0 | 0 | 0 | 0 | 0 | 0 | 0 | 0 | 0 | 0 | 0 | 0 | 0 | 0 | 0 | 0 | 0 | 0 | 0 | 0 | 0 | 0 | 0 | 0 | 0 | 0 | 0 | 0 | 0 | 0 | 0 | 0 | 0 | 0 | 0 | 0 | 0 | 0 | 0 | 0 | 0 | 0 | 0 | 0 | 0 | 0 | 0 | 0 | 0 | 0 | 0 | 0 | 0 | 0 | 0 | 0 | 0 | 0 | 0 | 0 | 0 | 0 | 0 | 0 | 0 | 0 | 0 | 0 | 0 | 0 | 0 | 0 | 0 | 0 | 0 | 0 | 0 | 0 | 0 | 0 | 0 | 0 | 0 | 0
| Acquisition stage Year 8 |  |  | 0 | 0 | 0 | 0 | 0 | 0 | 0 | 0 | 0 | 0 | 0 | 0 | 0 | 0 | 0 | 0 | 0 | 0 | 0 | 0 | 0 | 0 | 0 | 0 | 0 | 0 | 0 | 0 | 0 | 0 | 0 | 0 | 0 | 0 | 0 | 0 | 0 | 0 | 0 | 0 | 0 | 0 | 0 | 0 | 0 | 0 | 0 | 0 | 0 | 0 | 0 | 0 | 0 | 0 | 0 | 0 | 0 | 0 | 0 | 0 | 0 | 0 | 0 | 0 | 0 | 0 | 0 | 0 | 0 | 0 | 0 | 0 | 0 | 0 | 0 | 0 | 0 | 0 | 0 | 0 | 0 | 0 | 0 | 0 | 0 | 0 | 0 | 0 | 0 | 0 | 0 | 0 | 0 | 0 | 0 | 0 | 0 | 0 | 0 | 0
| Acquisition stage Year 9 |  |  | 0 | 0 | 0 | 0 | 0 | 0 | 0 | 0 | 0 | 0 | 0 | 0 | 0 | 0 | 0 | 0 | 0 | 0 | 0 | 0 | 0 | 0 | 0 | 0 | 0 | 0 | 0 | 0 | 0 | 0 | 0 | 0 | 0 | 0 | 0 | 0 | 0 | 0 | 0 | 0 | 0 | 0 | 0 | 0 | 0 | 0 | 0 | 0 | 0 | 0 | 0 | 0 | 0 | 0 | 0 | 0 | 0 | 0 | 0 | 0 | 0 | 0 | 0 | 0 | 0 | 0 | 0 | 0 | 0 | 0 | 0 | 0 | 0 | 0 | 0 | 0 | 0 | 0 | 0 | 0 | 0 | 0 | 0 | 0 | 0 | 0 | 0 | 0 | 0 | 0 | 0 | 0 | 0 | 0 | 0 | 0 | 0 | 0 | 0 | 0
| Acquisition stage Year 10 |  |  | 0 | 0 | 0 | 0 | 0 | 0 | 0 | 0 | 0 | 0 | 0 | 0 | 0 | 0 | 0 | 0 | 0 | 0 | 0 | 0 | 0 | 0 | 0 | 0 | 0 | 0 | 0 | 0 | 0 | 0 | 0 | 0 | 0 | 0 | 0 | 0 | 0 | 0 | 0 | 0 | 0 | 0 | 0 | 0 | 0 | 0 | 0 | 0 | 0 | 0 | 0 | 0 | 0 | 0 | 0 | 0 | 0 | 0 | 0 | 0 | 0 | 0 | 0 | 0 | 0 | 0 | 0 | 0 | 0 | 0 | 0 | 0 | 0 | 0 | 0 | 0 | 0 | 0 | 0 | 0 | 0 | 0 | 0 | 0 | 0 | 0 | 0 | 0 | 0 | 0 | 0 | 0 | 0 | 0 | 0 | 0 | 0 | 0 | 0 | 0
| Operation stage non-renewable electricity usage |  |  | 0 | 0 | 0 | 0 | 0 | 0 | 0 | 0 | 0 | 0 | 0 | 0 | 0 | 0 | 0 | 0 | 0 | 0 | 0 | 0 | 0 | 0 | 0 | 0 | 0 | 0 | 0 | 0 | 0 | 0 | 0 | 0 | 0 | 0 | 0 | 0 | 0 | 0 | 0 | 0 | 0 | 0 | 0 | 0 | 0 | 0 | 0 | 0 | 0 | 0 | 0 | 0 | 0 | 0 | 0 | 0 | 0 | 0 | 0 | 0 | 0 | 0 | 0 | 0 | 0 | 0 | 0 | 0 | 0 | 0 | 0 | 0 | 0 | 0 | 0 | 0 | 0 | 0 | 0 | 0 | 0 | 0 | 0 | 0 | 0 | 0 | 0 | 0 | 0 | 0 | 0 | 0 | 0 | 0 | 0 | 0 | 0 | 0 | 0 | 0
| Operation stage (excluding electricity usage) |  |  | 0 | 0 | 0 | 0 | 0 | 0 | 0 | 0 | 0 | 0 | 0 | 0 | 0 | 0 | 0 | 0 | 0 | 0 | 0 | 0 | 0 | 0 | 0 | 0 | 0 | 0 | 0 | 0 | 0 | 0 | 0 | 0 | 0 | 0 | 0 | 0 | 0 | 0 | 0 | 0 | 0 | 0 | 0 | 0 | 0 | 0 | 0 | 0 | 0 | 0 | 0 | 0 | 0 | 0 | 0 | 0 | 0 | 0 | 0 | 0 | 0 | 0 | 0 | 0 | 0 | 0 | 0 | 0 | 0 | 0 | 0 | 0 | 0 | 0 | 0 | 0 | 0 | 0 | 0 | 0 | 0 | 0 | 0 | 0 | 0 | 0 | 0 | 0 | 0 | 0 | 0 | 0 | 0 | 0 | 0 | 0 | 0 | 0 | 0 | 0
| Maintenance event 1: Timber façade repair |  |  | 0 | 0 | 0 | 0 | 0 | 0 | 0 | 0 | 0 | 0 | 0 | 0 | 0 | 0 | 0 | 0 | 0 | 0 | 0 | 0 | 0 | 0 | 0 | 0 | 0 | 0 | 0 | 0 | 0 | 0 | 0 | 0 | 0 | 0 | 0 | 0 | 0 | 0 | 0 | 0 | 0 | 0 | 0 | 0 | 0 | 0 | 0 | 0 | 0 | 0 | 0 | 0 | 0 | 0 | 0 | 0 | 0 | 0 | 0 | 0 | 0 | 0 | 0 | 0 | 0 | 0 | 0 | 0 | 0 | 0 | 0 | 0 | 0 | 0 | 0 | 0 | 0 | 0 | 0 | 0 | 0 | 0 | 0 | 0 | 0 | 0 | 0 | 0 | 0 | 0 | 0 | 0 | 0 | 0 | 0 | 0 | 0 | 0 | 0 | 0
| Maintenance event 2: |  |  | 0 | 0 | 0 | 0 | 0 | 0 | 0 | 0 | 0 | 0 | 0 | 0 | 0 | 0 | 0 | 0 | 0 | 0 | 0 | 0 | 0 | 0 | 0 | 0 | 0 | 0 | 0 | 0 | 0 | 0 | 0 | 0 | 0 | 0 | 0 | 0 | 0 | 0 | 0 | 0 | 0 | 0 | 0 | 0 | 0 | 0 | 0 | 0 | 0 | 0 | 0 | 0 | 0 | 0 | 0 | 0 | 0 | 0 | 0 | 0 | 0 | 0 | 0 | 0 | 0 | 0 | 0 | 0 | 0 | 0 | 0 | 0 | 0 | 0 | 0 | 0 | 0 | 0 | 0 | 0 | 0 | 0 | 0 | 0 | 0 | 0 | 0 | 0 | 0 | 0 | 0 | 0 | 0 | 0 | 0 | 0 | 0 | 0 | 0 | 0
| Maintenance event 3: |  |  | 0 | 0 | 0 | 0 | 0 | 0 | 0 | 0 | 0 | 0 | 0 | 0 | 0 | 0 | 0 | 0 | 0 | 0 | 0 | 0 | 0 | 0 | 0 | 0 | 0 | 0 | 0 | 0 | 0 | 0 | 0 | 0 | 0 | 0 | 0 | 0 | 0 | 0 | 0 | 0 | 0 | 0 | 0 | 0 | 0 | 0 | 0 | 0 | 0 | 0 | 0 | 0 | 0 | 0 | 0 | 0 | 0 | 0 | 0 | 0 | 0 | 0 | 0 | 0 | 0 | 0 | 0 | 0 | 0 | 0 | 0 | 0 | 0 | 0 | 0 | 0 | 0 | 0 | 0 | 0 | 0 | 0 | 0 | 0 | 0 | 0 | 0 | 0 | 0 | 0 | 0 | 0 | 0 | 0 | 0 | 0 | 0 | 0 | 0 | 0
| Maintenance event 4: |  |  | 0 | 0 | 0 | 0 | 0 | 0 | 0 | 0 | 0 | 0 | 0 | 0 | 0 | 0 | 0 | 0 | 0 | 0 | 0 | 0 | 0 | 0 | 0 | 0 | 0 | 0 | 0 | 0 | 0 | 0 | 0 | 0 | 0 | 0 | 0 | 0 | 0 | 0 | 0 | 0 | 0 | 0 | 0 | 0 | 0 | 0 | 0 | 0 | 0 | 0 | 0 | 0 | 0 | 0 | 0 | 0 | 0 | 0 | 0 | 0 | 0 | 0 | 0 | 0 | 0 | 0 | 0 | 0 | 0 | 0 | 0 | 0 | 0 | 0 | 0 | 0 | 0 | 0 | 0 | 0 | 0 | 0 | 0 | 0 | 0 | 0 | 0 | 0 | 0 | 0 | 0 | 0 | 0 | 0 | 0 | 0 | 0 | 0 | 0 | 0
| Annual general maintenance (e.g., unforeseen breakages) |  |  | 0 | 0 | 0 | 0 | 0 | 0 | 0 | 0 | 0 | 0 | 0 | 0 | 0 | 0 | 0 | 0 | 0 | 0 | 0 | 0 | 0 | 0 | 0 | 0 | 0 | 0 | 0 | 0 | 0 | 0 | 0 | 0 | 0 | 0 | 0 | 0 | 0 | 0 | 0 | 0 | 0 | 0 | 0 | 0 | 0 | 0 | 0 | 0 | 0 | 0 | 0 | 0 | 0 | 0 | 0 | 0 | 0 | 0 | 0 | 0 | 0 | 0 | 0 | 0 | 0 | 0 | 0 | 0 | 0 | 0 | 0 | 0 | 0 | 0 | 0 | 0 | 0 | 0 | 0 | 0 | 0 | 0 | 0 | 0 | 0 | 0 | 0 | 0 | 0 | 0 | 0 | 0 | 0 | 0 | 0 | 0 | 0 | 0 | 0 | 0
| End-of-life stage |  |  | 0 | 0 | 0 | 0 | 0 | 0 | 0 | 0 | 0 | 0 | 0 | 0 | 0 | 0 | 0 | 0 | 0 | 0 | 0 | 0 | 0 | 0 | 0 | 0 | 0 | 0 | 0 | 0 | 0 | 0 | 0 | 0 | 0 | 0 | 0 | 0 | 0 | 0 | 0 | 0 | 0 | 0 | 0 | 0 | 0 | 0 | 0 | 0 | 0 | 0 | 0 | 0 | 0 | 0 | 0 | 0 | 0 | 0 | 0 | 0 | 0 | 0 | 0 | 0 | 0 | 0 | 0 | 0 | 0 | 0 | 0 | 0 | 0 | 0 | 0 | 0 | 0 | 0 | 0 | 0 | 0 | 0 | 0 | 0 | 0 | 0 | 0 | 0 | 0 | 0 | 0 | 0 | 0 | 0 | 0 | 0 | 0 | 0 | 0 | 0
| Total carbon dioxide equivalent economic costs |  |  | 0 | 0 | 0 | 0 | 0 | 0 | 0 | 0 | 0 | 0 | 0 | 0 | 0 | 0 | 0 | 0 | 0 | 0 | 0 | 0 | 0 | 0 | 0 | 0 | 0 | 0 | 0 | 0 | 0 | 0 | 0 | 0 | 0 | 0 | 0 | 0 | 0 | 0 | 0 | 0 | 0 | 0 | 0 | 0 | 0 | 0 | 0 | 0 | 0 | 0 | 0 | 0 | 0 | 0 | 0 | 0 | 0 | 0 | 0 | 0 | 0 | 0 | 0 | 0 | 0 | 0 | 0 | 0 | 0 | 0 | 0 | 0 | 0 | 0 | 0 | 0 | 0 | 0 | 0 | 0 | 0 | 0 | 0 | 0 | 0 | 0 | 0 | 0 | 0 | 0 | 0 | 0 | 0 | 0 | 0 | 0 | 0 | 0 | 0 | 0
| Sum total of carbon dioxide equivalent emissions (economic costs) |  | - | 2025-07-01: 0
e.ii | Tonnes of carbon dioxide equivalent emissions
| Acquisition stage |  |  | 0 | 0 | 0 | 0 | 0 | 0 | 0 | 0 | 0 | 0 | 0 | 0 | 0 | 0 | 0 | 0 | 0 | 0 | 0 | 0 | 0 | 0 | 0 | 0 | 0 | 0 | 0 | 0 | 0 | 0 | 0 | 0 | 0 | 0 | 0 | 0 | 0 | 0 | 0 | 0 | 0 | 0 | 0 | 0 | 0 | 0 | 0 | 0 | 0 | 0 | 0 | 0 | 0 | 0 | 0 | 0 | 0 | 0 | 0 | 0 | 0 | 0 | 0 | 0 | 0 | 0 | 0 | 0 | 0 | 0 | 0 | 0 | 0 | 0 | 0 | 0 | 0 | 0 | 0 | 0 | 0 | 0 | 0 | 0 | 0 | 0 | 0 | 0 | 0 | 0 | 0 | 0 | 0 | 0 | 0 | 0 | 0 | 0 | 0 | 0
| Operation stage non-renewable electricity usage |  |  | 0 | 0 | 0 | 0 | 0 | 0 | 0 | 0 | 0 | 0 | 0 | 0 | 0 | 0 | 0 | 0 | 0 | 0 | 0 | 0 | 0 | 0 | 0 | 0 | 0 | 0 | 0 | 0 | 0 | 0 | 0 | 0 | 0 | 0 | 0 | 0 | 0 | 0 | 0 | 0 | 0 | 0 | 0 | 0 | 0 | 0 | 0 | 0 | 0 | 0 | 0 | 0 | 0 | 0 | 0 | 0 | 0 | 0 | 0 | 0 | 0 | 0 | 0 | 0 | 0 | 0 | 0 | 0 | 0 | 0 | 0 | 0 | 0 | 0 | 0 | 0 | 0 | 0 | 0 | 0 | 0 | 0 | 0 | 0 | 0 | 0 | 0 | 0 | 0 | 0 | 0 | 0 | 0 | 0 | 0 | 0 | 0 | 0 | 0 | 0
| Operation stage (excluding electricity usage) |  |  | 0 | 0 | 0 | 0 | 0 | 0 | 0 | 0 | 0 | 0 | 0 | 0 | 0 | 0 | 0 | 0 | 0 | 0 | 0 | 0 | 0 | 0 | 0 | 0 | 0 | 0 | 0 | 0 | 0 | 0 | 0 | 0 | 0 | 0 | 0 | 0 | 0 | 0 | 0 | 0 | 0 | 0 | 0 | 0 | 0 | 0 | 0 | 0 | 0 | 0 | 0 | 0 | 0 | 0 | 0 | 0 | 0 | 0 | 0 | 0 | 0 | 0 | 0 | 0 | 0 | 0 | 0 | 0 | 0 | 0 | 0 | 0 | 0 | 0 | 0 | 0 | 0 | 0 | 0 | 0 | 0 | 0 | 0 | 0 | 0 | 0 | 0 | 0 | 0 | 0 | 0 | 0 | 0 | 0 | 0 | 0 | 0 | 0 | 0 | 0
| Maintenance stage |  |  | 0 | 0 | 0 | 0 | 0 | 0 | 0 | 0 | 0 | 0 | 0 | 0 | 0 | 0 | 0 | 0 | 0 | 0 | 0 | 0 | 0 | 0 | 0 | 0 | 0 | 0 | 0 | 0 | 0 | 0 | 0 | 0 | 0 | 0 | 0 | 0 | 0 | 0 | 0 | 0 | 0 | 0 | 0 | 0 | 0 | 0 | 0 | 0 | 0 | 0 | 0 | 0 | 0 | 0 | 0 | 0 | 0 | 0 | 0 | 0 | 0 | 0 | 0 | 0 | 0 | 0 | 0 | 0 | 0 | 0 | 0 | 0 | 0 | 0 | 0 | 0 | 0 | 0 | 0 | 0 | 0 | 0 | 0 | 0 | 0 | 0 | 0 | 0 | 0 | 0 | 0 | 0 | 0 | 0 | 0 | 0 | 0 | 0 | 0 | 0
| End-of-life stage |  |  | 0 | 0 | 0 | 0 | 0 | 0 | 0 | 0 | 0 | 0 | 0 | 0 | 0 | 0 | 0 | 0 | 0 | 0 | 0 | 0 | 0 | 0 | 0 | 0 | 0 | 0 | 0 | 0 | 0 | 0 | 0 | 0 | 0 | 0 | 0 | 0 | 0 | 0 | 0 | 0 | 0 | 0 | 0 | 0 | 0 | 0 | 0 | 0 | 0 | 0 | 0 | 0 | 0 | 0 | 0 | 0 | 0 | 0 | 0 | 0 | 0 | 0 | 0 | 0 | 0 | 0 | 0 | 0 | 0 | 0 | 0 | 0 | 0 | 0 | 0 | 0 | 0 | 0 | 0 | 0 | 0 | 0 | 0 | 0 | 0 | 0 | 0 | 0 | 0 | 0 | 0 | 0 | 0 | 0 | 0 | 0 | 0 | 0 | 0 | 0
| Total carbon dioxide equivalent |  |  | 0 | 0 | 0 | 0 | 0 | 0 | 0 | 0 | 0 | 0 | 0 | 0 | 0 | 0 | 0 | 0 | 0 | 0 | 0 | 0 | 0 | 0 | 0 | 0 | 0 | 0 | 0 | 0 | 0 | 0 | 0 | 0 | 0 | 0 | 0 | 0 | 0 | 0 | 0 | 0 | 0 | 0 | 0 | 0 | 0 | 0 | 0 | 0 | 0 | 0 | 0 | 0 | 0 | 0 | 0 | 0 | 0 | 0 | 0 | 0 | 0 | 0 | 0 | 0 | 0 | 0 | 0 | 0 | 0 | 0 | 0 | 0 | 0 | 0 | 0 | 0 | 0 | 0 | 0 | 0 | 0 | 0 | 0 | 0 | 0 | 0 | 0 | 0 | 0 | 0 | 0 | 0 | 0 | 0 | 0 | 0 | 0 | 0 | 0 | 0
| Sum total of carbon dioxide equivalent emissions (tonnes) |  | - | 2025-07-01: 0
f | Total costs
| Net costs (undiscounted) |  |  | 0 | 0 | 0 | 0 | 0 | 0 | 0 | 0 | 0 | 0 | 0 | 0 | 0 | 0 | 0 | 0 | 0 | 0 | 0 | 0 | 0 | 0 | 0 | 0 | 0 | 0 | 0 | 0 | 0 | 0 | 0 | 0 | 0 | 0 | 0 | 0 | 0 | 0 | 0 | 0 | 0 | 0 | 0 | 0 | 0 | 0 | 0 | 0 | 0 | 0 | 0 | 0 | 0 | 0 | 0 | 0 | 0 | 0 | 0 | 0 | 0 | 0 | 0 | 0 | 0 | 0 | 0 | 0 | 0 | 0 | 0 | 0 | 0 | 0 | 0 | 0 | 0 | 0 | 0 | 0 | 0 | 0 | 0 | 0 | 0 | 0 | 0 | 0 | 0 | 0 | 0 | 0 | 0 | 0 | 0 | 0 | 0 | 0 | 0 | 0
| Net cost (undiscounted) |  |  | 2025-07-01: 0
| Net costs (discounted) |  |  | 0 | 0 | 0 | 0 | 0 | 0 | 0 | 0 | 0 | 0 | 0 | 0 | 0 | 0 | 0 | 0 | 0 | 0 | 0 | 0 | 0 | 0 | 0 | 0 | 0 | 0 | 0 | 0 | 0 | 0 | 0 | 0 | 0 | 0 | 0 | 0 | 0 | 0 | 0 | 0 | 0 | 0 | 0 | 0 | 0 | 0 | 0 | 0 | 0 | 0 | 0 | 0 | 0 | 0 | 0 | 0 | 0 | 0 | 0 | 0 | 0 | 0 | 0 | 0 | 0 | 0 | 0 | 0 | 0 | 0 | 0 | 0 | 0 | 0 | 0 | 0 | 0 | 0 | 0 | 0 | 0 | 0 | 0 | 0 | 0 | 0 | 0 | 0 | 0 | 0 | 0 | 0 | 0 | 0 | 0 | 0 | 0 | 0 | 0 | 0
| Net cost (discounted) |  |  | 2025-07-01: 0
| Economic costs of carbon emissions |  |  | 0 | 0 | 0 | 0 | 0 | 0 | 0 | 0 | 0 | 0 | 0 | 0 | 0 | 0 | 0 | 0 | 0 | 0 | 0 | 0 | 0 | 0 | 0 | 0 | 0 | 0 | 0 | 0 | 0 | 0 | 0 | 0 | 0 | 0 | 0 | 0 | 0 | 0 | 0 | 0 | 0 | 0 | 0 | 0 | 0 | 0 | 0 | 0 | 0 | 0 | 0 | 0 | 0 | 0 | 0 | 0 | 0 | 0 | 0 | 0 | 0 | 0 | 0 | 0 | 0 | 0 | 0 | 0 | 0 | 0 | 0 | 0 | 0 | 0 | 0 | 0 | 0 | 0 | 0 | 0 | 0 | 0 | 0 | 0 | 0 | 0 | 0 | 0 | 0 | 0 | 0 | 0 | 0 | 0 | 0 | 0 | 0 | 0 | 0 | 0
| Economic cost of carbon emissions |  | - | 2025-07-01: 0

## Results
This sheet displays the outputs of the whole-of-life cost calculation. The results are displayed for each product that the user has entered relevant inputs.
1. Statistics
| Parameter | Unit | Output Format | Option 1 | Option 2 | Option 3 | Option 4 | Option 5
| Product title | Text |  | Recycled aluminium | Stone with timber ornamentation | Recycled modular panels | 0 | 0
| Type of procurement | Category |  | Construction | Construction | Construction | 0 | 0
| Useful life of product | Years |  | 10 | 15 | 10 | 0 | 0
| Calculation duration | Years |  | 11 | 11 | 11 | 11 | 11
| Total acquisition cost | $, AUD | Discounted, Escalated | 63482.5256 | 111056.8095 | 64256.3973 | 0 | 0
| Total operation cost | $, AUD | Discounted, Escalated | 0 | 0 | 0 | 0 | 0
| Total maintenance cost | $, AUD | Discounted, Escalated | 17671.8983 | 17140.5971 | 22091.3144 | 0 | 0
| Total residual value | $, AUD | Discounted, Escalated | 0 | 22425.2995 | 0 | 0 | 0
| Net cost | $, AUD | Discounted, Escalated | 81154.4239 | 105772.1071 | 86347.7117 | 0 | 0
| Total economic cost of carbon (if relevant) | $, AUD | Undiscounted, Escalated | 501.305 | 900.6161 | 124.0804 | 0 | 0
| Total tonnes of CO2-equivalent emissions | Tonnes |  | 3.7315 | 6.3756 | 0.70656 | 0 | 0
| Net cost ranking | Rank |  | 1 | 3 | 2
| Total economic cost of carbon ranking (if relevant) | Rank |  | 2 | 3 | 1
| Total tonnes of CO2-equivalent emissions ranking | Rank |  | 2 | 3 | 1
2. Charts
a | Option 1: Recycled aluminium
b | Option 2: Stone with timber ornamentation
c | Option 3: Recycled modular panels
d | Option 4:
e | Option 5:
3. Cash flow
| Option 1: Recycled aluminium | Unit | Output Format | 2025-07-01 | 2026-07-01 | 2027-07-01 | 2028-07-01 | 2029-07-01 | 2030-07-01 | 2031-07-01 | 2032-07-01 | 2033-07-01 | 2034-07-01 | 2035-07-01
| Total acquisition cost | $, AUD | Discounted, Escalated | 40448.8177 | 23033.7079 | 0 | 0 | 0 | 0 | 0 | 0 | 0 | 0 | 0 | 0 | 0 | 0 | 0 | 0 | 0 | 0 | 0 | 0 | 0 | 0 | 0 | 0 | 0 | 0 | 0 | 0 | 0 | 0 | 0 | 0 | 0 | 0 | 0 | 0 | 0 | 0 | 0 | 0 | 0 | 0 | 0 | 0 | 0 | 0 | 0 | 0 | 0 | 0 | 0 | 0 | 0 | 0 | 0 | 0 | 0 | 0 | 0 | 0 | 0 | 0 | 0 | 0 | 0 | 0 | 0 | 0 | 0 | 0 | 0 | 0 | 0 | 0 | 0 | 0 | 0 | 0 | 0 | 0 | 0 | 0 | 0 | 0 | 0 | 0 | 0 | 0 | 0 | 0 | 0 | 0 | 0 | 0 | 0 | 0 | 0 | 0 | 0 | 0
| Total operation cost | $, AUD | Discounted, Escalated | 0 | 0 | 0 | 0 | 0 | 0 | 0 | 0 | 0 | 0 | 0 | 0 | 0 | 0 | 0 | 0 | 0 | 0 | 0 | 0 | 0 | 0 | 0 | 0 | 0 | 0 | 0 | 0 | 0 | 0 | 0 | 0 | 0 | 0 | 0 | 0 | 0 | 0 | 0 | 0 | 0 | 0 | 0 | 0 | 0 | 0 | 0 | 0 | 0 | 0 | 0 | 0 | 0 | 0 | 0 | 0 | 0 | 0 | 0 | 0 | 0 | 0 | 0 | 0 | 0 | 0 | 0 | 0 | 0 | 0 | 0 | 0 | 0 | 0 | 0 | 0 | 0 | 0 | 0 | 0 | 0 | 0 | 0 | 0 | 0 | 0 | 0 | 0 | 0 | 0 | 0 | 0 | 0 | 0 | 0 | 0 | 0 | 0 | 0 | 0
| Total maintenance cost | $, AUD | Discounted, Escalated | 0 | 2111.4232 | 2026.4127 | 1944.825 | 1866.5221 | 1791.3718 | 1719.2473 | 1650.0267 | 1583.593 | 1519.8341 | 1458.6423 | 0 | 0 | 0 | 0 | 0 | 0 | 0 | 0 | 0 | 0 | 0 | 0 | 0 | 0 | 0 | 0 | 0 | 0 | 0 | 0 | 0 | 0 | 0 | 0 | 0 | 0 | 0 | 0 | 0 | 0 | 0 | 0 | 0 | 0 | 0 | 0 | 0 | 0 | 0 | 0 | 0 | 0 | 0 | 0 | 0 | 0 | 0 | 0 | 0 | 0 | 0 | 0 | 0 | 0 | 0 | 0 | 0 | 0 | 0 | 0 | 0 | 0 | 0 | 0 | 0 | 0 | 0 | 0 | 0 | 0 | 0 | 0 | 0 | 0 | 0 | 0 | 0 | 0 | 0 | 0 | 0 | 0 | 0 | 0 | 0 | 0 | 0 | 0 | 0
| Total end-of-life cost | $, AUD | Discounted, Escalated | 0 | 0 | 0 | 0 | 0 | 0 | 0 | 0 | 0 | 0 | 0 | 0 | 0 | 0 | 0 | 0 | 0 | 0 | 0 | 0 | 0 | 0 | 0 | 0 | 0 | 0 | 0 | 0 | 0 | 0 | 0 | 0 | 0 | 0 | 0 | 0 | 0 | 0 | 0 | 0 | 0 | 0 | 0 | 0 | 0 | 0 | 0 | 0 | 0 | 0 | 0 | 0 | 0 | 0 | 0 | 0 | 0 | 0 | 0 | 0 | 0 | 0 | 0 | 0 | 0 | 0 | 0 | 0 | 0 | 0 | 0 | 0 | 0 | 0 | 0 | 0 | 0 | 0 | 0 | 0 | 0 | 0 | 0 | 0 | 0 | 0 | 0 | 0 | 0 | 0 | 0 | 0 | 0 | 0 | 0 | 0 | 0 | 0 | 0 | 0
| Net cost | $, AUD | Discounted, Escalated | 40448.8177 | 25145.1311 | 2026.4127 | 1944.825 | 1866.5221 | 1791.3718 | 1719.2473 | 1650.0267 | 1583.593 | 1519.8341 | 1458.6423 | 0 | 0 | 0 | 0 | 0 | 0 | 0 | 0 | 0 | 0 | 0 | 0 | 0 | 0 | 0 | 0 | 0 | 0 | 0 | 0 | 0 | 0 | 0 | 0 | 0 | 0 | 0 | 0 | 0 | 0 | 0 | 0 | 0 | 0 | 0 | 0 | 0 | 0 | 0 | 0 | 0 | 0 | 0 | 0 | 0 | 0 | 0 | 0 | 0 | 0 | 0 | 0 | 0 | 0 | 0 | 0 | 0 | 0 | 0 | 0 | 0 | 0 | 0 | 0 | 0 | 0 | 0 | 0 | 0 | 0 | 0 | 0 | 0 | 0 | 0 | 0 | 0 | 0 | 0 | 0 | 0 | 0 | 0 | 0 | 0 | 0 | 0 | 0 | 0
| Cumulative net cost | $, AUD | Discounted, Escalated | 40448.8177 | 65593.9488 | 67620.3615 | 69565.1865 | 71431.7086 | 73223.0804 | 74942.3277 | 76592.3544 | 78175.9475 | 79695.7816 | 81154.4239 | 81154.4239 | 81154.4239 | 81154.4239 | 81154.4239 | 81154.4239 | 81154.4239 | 81154.4239 | 81154.4239 | 81154.4239 | 81154.4239 | 81154.4239 | 81154.4239 | 81154.4239 | 81154.4239 | 81154.4239 | 81154.4239 | 81154.4239 | 81154.4239 | 81154.4239 | 81154.4239 | 81154.4239 | 81154.4239 | 81154.4239 | 81154.4239 | 81154.4239 | 81154.4239 | 81154.4239 | 81154.4239 | 81154.4239 | 81154.4239 | 81154.4239 | 81154.4239 | 81154.4239 | 81154.4239 | 81154.4239 | 81154.4239 | 81154.4239 | 81154.4239 | 81154.4239 | 81154.4239 | 81154.4239 | 81154.4239 | 81154.4239 | 81154.4239 | 81154.4239 | 81154.4239 | 81154.4239 | 81154.4239 | 81154.4239 | 81154.4239 | 81154.4239 | 81154.4239 | 81154.4239 | 81154.4239 | 81154.4239 | 81154.4239 | 81154.4239 | 81154.4239 | 81154.4239 | 81154.4239 | 81154.4239 | 81154.4239 | 81154.4239 | 81154.4239 | 81154.4239 | 81154.4239 | 81154.4239 | 81154.4239 | 81154.4239 | 81154.4239 | 81154.4239 | 81154.4239 | 81154.4239 | 81154.4239 | 81154.4239 | 81154.4239 | 81154.4239 | 81154.4239 | 81154.4239 | 81154.4239 | 81154.4239 | 81154.4239 | 81154.4239 | 81154.4239 | 81154.4239 | 81154.4239 | 81154.4239 | 81154.4239 | 81154.4239
| Total economic cost of carbon | $, AUD | Undiscounted, Escalated | 301.7398 | 182.8006 | 1.0633 | 1.1332 | 1.2729 | 1.5212 | 1.8627 | 2.2042 | 2.4526 | 2.5923 | 2.6622 | 0 | 0 | 0 | 0 | 0 | 0 | 0 | 0 | 0 | 0 | 0 | 0 | 0 | 0 | 0 | 0 | 0 | 0 | 0 | 0 | 0 | 0 | 0 | 0 | 0 | 0 | 0 | 0 | 0 | 0 | 0 | 0 | 0 | 0 | 0 | 0 | 0 | 0 | 0 | 0 | 0 | 0 | 0 | 0 | 0 | 0 | 0 | 0 | 0 | 0 | 0 | 0 | 0 | 0 | 0 | 0 | 0 | 0 | 0 | 0 | 0 | 0 | 0 | 0 | 0 | 0 | 0 | 0 | 0 | 0 | 0 | 0 | 0 | 0 | 0 | 0 | 0 | 0 | 0 | 0 | 0 | 0 | 0 | 0 | 0 | 0 | 0 | 0 | 0
| Total tonnes of CO2-equivalent emissions | Tonnes |  | 2.2934 | 1.3685 | 0.007728 | 0.007728 | 0.007728 | 0.007728 | 0.007728 | 0.007728 | 0.007728 | 0.007728 | 0.007728 | 0 | 0 | 0 | 0 | 0 | 0 | 0 | 0 | 0 | 0 | 0 | 0 | 0 | 0 | 0 | 0 | 0 | 0 | 0 | 0 | 0 | 0 | 0 | 0 | 0 | 0 | 0 | 0 | 0 | 0 | 0 | 0 | 0 | 0 | 0 | 0 | 0 | 0 | 0 | 0 | 0 | 0 | 0 | 0 | 0 | 0 | 0 | 0 | 0 | 0 | 0 | 0 | 0 | 0 | 0 | 0 | 0 | 0 | 0 | 0 | 0 | 0 | 0 | 0 | 0 | 0 | 0 | 0 | 0 | 0 | 0 | 0 | 0 | 0 | 0 | 0 | 0 | 0 | 0 | 0 | 0 | 0 | 0 | 0 | 0 | 0 | 0 | 0 | 0
| Option 2: Stone with timber ornamentation | Unit | Output Format | 2025-07-01 | 2026-07-01 | 2027-07-01 | 2028-07-01 | 2029-07-01 | 2030-07-01 | 2031-07-01 | 2032-07-01 | 2033-07-01 | 2034-07-01 | 2035-07-01
| Total acquisition cost | $, AUD | Discounted, Escalated | 63069.9181 | 47986.8914 | 0 | 0 | 0 | 0 | 0 | 0 | 0 | 0 | 0 | 0 | 0 | 0 | 0 | 0 | 0 | 0 | 0 | 0 | 0 | 0 | 0 | 0 | 0 | 0 | 0 | 0 | 0 | 0 | 0 | 0 | 0 | 0 | 0 | 0 | 0 | 0 | 0 | 0 | 0 | 0 | 0 | 0 | 0 | 0 | 0 | 0 | 0 | 0 | 0 | 0 | 0 | 0 | 0 | 0 | 0 | 0 | 0 | 0 | 0 | 0 | 0 | 0 | 0 | 0 | 0 | 0 | 0 | 0 | 0 | 0 | 0 | 0 | 0 | 0 | 0 | 0 | 0 | 0 | 0 | 0 | 0 | 0 | 0 | 0 | 0 | 0 | 0 | 0 | 0 | 0 | 0 | 0 | 0 | 0 | 0 | 0 | 0 | 0
| Total operation cost | $, AUD | Discounted, Escalated | 0 | 0 | 0 | 0 | 0 | 0 | 0 | 0 | 0 | 0 | 0 | 0 | 0 | 0 | 0 | 0 | 0 | 0 | 0 | 0 | 0 | 0 | 0 | 0 | 0 | 0 | 0 | 0 | 0 | 0 | 0 | 0 | 0 | 0 | 0 | 0 | 0 | 0 | 0 | 0 | 0 | 0 | 0 | 0 | 0 | 0 | 0 | 0 | 0 | 0 | 0 | 0 | 0 | 0 | 0 | 0 | 0 | 0 | 0 | 0 | 0 | 0 | 0 | 0 | 0 | 0 | 0 | 0 | 0 | 0 | 0 | 0 | 0 | 0 | 0 | 0 | 0 | 0 | 0 | 0 | 0 | 0 | 0 | 0 | 0 | 0 | 0 | 0 | 0 | 0 | 0 | 0 | 0 | 0 | 0 | 0 | 0 | 0 | 0 | 0
| Total maintenance cost | $, AUD | Discounted, Escalated | 0 | 1439.6067 | 1381.645 | 1326.017 | 1272.6287 | 1221.3899 | 1172.2141 | 1125.0182 | 6171.298 | 1036.2505 | 994.5289 | 0 | 0 | 0 | 0 | 0 | 0 | 0 | 0 | 0 | 0 | 0 | 0 | 0 | 0 | 0 | 0 | 0 | 0 | 0 | 0 | 0 | 0 | 0 | 0 | 0 | 0 | 0 | 0 | 0 | 0 | 0 | 0 | 0 | 0 | 0 | 0 | 0 | 0 | 0 | 0 | 0 | 0 | 0 | 0 | 0 | 0 | 0 | 0 | 0 | 0 | 0 | 0 | 0 | 0 | 0 | 0 | 0 | 0 | 0 | 0 | 0 | 0 | 0 | 0 | 0 | 0 | 0 | 0 | 0 | 0 | 0 | 0 | 0 | 0 | 0 | 0 | 0 | 0 | 0 | 0 | 0 | 0 | 0 | 0 | 0 | 0 | 0 | 0 | 0
| Total end-of-life cost | $, AUD | Discounted, Escalated | 0 | 0 | 0 | 0 | 0 | 0 | 0 | 0 | 0 | 0 | 22425.2995 | 0 | 0 | 0 | 0 | 0 | 0 | 0 | 0 | 0 | 0 | 0 | 0 | 0 | 0 | 0 | 0 | 0 | 0 | 0 | 0 | 0 | 0 | 0 | 0 | 0 | 0 | 0 | 0 | 0 | 0 | 0 | 0 | 0 | 0 | 0 | 0 | 0 | 0 | 0 | 0 | 0 | 0 | 0 | 0 | 0 | 0 | 0 | 0 | 0 | 0 | 0 | 0 | 0 | 0 | 0 | 0 | 0 | 0 | 0 | 0 | 0 | 0 | 0 | 0 | 0 | 0 | 0 | 0 | 0 | 0 | 0 | 0 | 0 | 0 | 0 | 0 | 0 | 0 | 0 | 0 | 0 | 0 | 0 | 0 | 0 | 0 | 0 | 0 | 0
| Net cost | $, AUD | Discounted, Escalated | 63069.9181 | 49426.4981 | 1381.645 | 1326.017 | 1272.6287 | 1221.3899 | 1172.2141 | 1125.0182 | 6171.298 | 1036.2505 | -21430.7707 | 0 | 0 | 0 | 0 | 0 | 0 | 0 | 0 | 0 | 0 | 0 | 0 | 0 | 0 | 0 | 0 | 0 | 0 | 0 | 0 | 0 | 0 | 0 | 0 | 0 | 0 | 0 | 0 | 0 | 0 | 0 | 0 | 0 | 0 | 0 | 0 | 0 | 0 | 0 | 0 | 0 | 0 | 0 | 0 | 0 | 0 | 0 | 0 | 0 | 0 | 0 | 0 | 0 | 0 | 0 | 0 | 0 | 0 | 0 | 0 | 0 | 0 | 0 | 0 | 0 | 0 | 0 | 0 | 0 | 0 | 0 | 0 | 0 | 0 | 0 | 0 | 0 | 0 | 0 | 0 | 0 | 0 | 0 | 0 | 0 | 0 | 0 | 0 | 0
| Cumulative net cost | $, AUD | Discounted, Escalated | 63069.9181 | 112496.4163 | 113878.0613 | 115204.0783 | 116476.707 | 117698.0969 | 118870.311 | 119995.3292 | 126166.6272 | 127202.8778 | 105772.1071 | 105772.1071 | 105772.1071 | 105772.1071 | 105772.1071 | 105772.1071 | 105772.1071 | 105772.1071 | 105772.1071 | 105772.1071 | 105772.1071 | 105772.1071 | 105772.1071 | 105772.1071 | 105772.1071 | 105772.1071 | 105772.1071 | 105772.1071 | 105772.1071 | 105772.1071 | 105772.1071 | 105772.1071 | 105772.1071 | 105772.1071 | 105772.1071 | 105772.1071 | 105772.1071 | 105772.1071 | 105772.1071 | 105772.1071 | 105772.1071 | 105772.1071 | 105772.1071 | 105772.1071 | 105772.1071 | 105772.1071 | 105772.1071 | 105772.1071 | 105772.1071 | 105772.1071 | 105772.1071 | 105772.1071 | 105772.1071 | 105772.1071 | 105772.1071 | 105772.1071 | 105772.1071 | 105772.1071 | 105772.1071 | 105772.1071 | 105772.1071 | 105772.1071 | 105772.1071 | 105772.1071 | 105772.1071 | 105772.1071 | 105772.1071 | 105772.1071 | 105772.1071 | 105772.1071 | 105772.1071 | 105772.1071 | 105772.1071 | 105772.1071 | 105772.1071 | 105772.1071 | 105772.1071 | 105772.1071 | 105772.1071 | 105772.1071 | 105772.1071 | 105772.1071 | 105772.1071 | 105772.1071 | 105772.1071 | 105772.1071 | 105772.1071 | 105772.1071 | 105772.1071 | 105772.1071 | 105772.1071 | 105772.1071 | 105772.1071 | 105772.1071 | 105772.1071 | 105772.1071 | 105772.1071 | 105772.1071 | 105772.1071 | 105772.1071
| Total economic cost of carbon | $, AUD | Undiscounted, Escalated | 445.6065 | 358.6573 | 0 | 0 | 0 | 0 | 0 | 0 | 96.3523 | 0 | 0 | 0 | 0 | 0 | 0 | 0 | 0 | 0 | 0 | 0 | 0 | 0 | 0 | 0 | 0 | 0 | 0 | 0 | 0 | 0 | 0 | 0 | 0 | 0 | 0 | 0 | 0 | 0 | 0 | 0 | 0 | 0 | 0 | 0 | 0 | 0 | 0 | 0 | 0 | 0 | 0 | 0 | 0 | 0 | 0 | 0 | 0 | 0 | 0 | 0 | 0 | 0 | 0 | 0 | 0 | 0 | 0 | 0 | 0 | 0 | 0 | 0 | 0 | 0 | 0 | 0 | 0 | 0 | 0 | 0 | 0 | 0 | 0 | 0 | 0 | 0 | 0 | 0 | 0 | 0 | 0 | 0 | 0 | 0 | 0 | 0 | 0 | 0 | 0 | 0
| Total tonnes of CO2-equivalent emissions | Tonnes |  | 3.3869 | 2.6851 | 0 | 0 | 0 | 0 | 0 | 0 | 0.3036 | 0 | 0 | 0 | 0 | 0 | 0 | 0 | 0 | 0 | 0 | 0 | 0 | 0 | 0 | 0 | 0 | 0 | 0 | 0 | 0 | 0 | 0 | 0 | 0 | 0 | 0 | 0 | 0 | 0 | 0 | 0 | 0 | 0 | 0 | 0 | 0 | 0 | 0 | 0 | 0 | 0 | 0 | 0 | 0 | 0 | 0 | 0 | 0 | 0 | 0 | 0 | 0 | 0 | 0 | 0 | 0 | 0 | 0 | 0 | 0 | 0 | 0 | 0 | 0 | 0 | 0 | 0 | 0 | 0 | 0 | 0 | 0 | 0 | 0 | 0 | 0 | 0 | 0 | 0 | 0 | 0 | 0 | 0 | 0 | 0 | 0 | 0 | 0 | 0 | 0 | 0
| Option 3: Recycled modular panels | Unit | Output Format | 2025-07-01 | 2026-07-01 | 2027-07-01 | 2028-07-01 | 2029-07-01 | 2030-07-01 | 2031-07-01 | 2032-07-01 | 2033-07-01 | 2034-07-01 | 2035-07-01
| Total acquisition cost | $, AUD | Discounted, Escalated | 29193.8062 | 22014.4573 | 0 | 0 | 0 | 1697.9533 | 2715.9834 | 4691.9376 | 2501.6833 | 1440.5761 | 0 | 0 | 0 | 0 | 0 | 0 | 0 | 0 | 0 | 0 | 0 | 0 | 0 | 0 | 0 | 0 | 0 | 0 | 0 | 0 | 0 | 0 | 0 | 0 | 0 | 0 | 0 | 0 | 0 | 0 | 0 | 0 | 0 | 0 | 0 | 0 | 0 | 0 | 0 | 0 | 0 | 0 | 0 | 0 | 0 | 0 | 0 | 0 | 0 | 0 | 0 | 0 | 0 | 0 | 0 | 0 | 0 | 0 | 0 | 0 | 0 | 0 | 0 | 0 | 0 | 0 | 0 | 0 | 0 | 0 | 0 | 0 | 0 | 0 | 0 | 0 | 0 | 0 | 0 | 0 | 0 | 0 | 0 | 0 | 0 | 0 | 0 | 0 | 0 | 0
| Total operation cost | $, AUD | Discounted, Escalated | 0 | 0 | 0 | 0 | 0 | 0 | 0 | 0 | 0 | 0 | 0 | 0 | 0 | 0 | 0 | 0 | 0 | 0 | 0 | 0 | 0 | 0 | 0 | 0 | 0 | 0 | 0 | 0 | 0 | 0 | 0 | 0 | 0 | 0 | 0 | 0 | 0 | 0 | 0 | 0 | 0 | 0 | 0 | 0 | 0 | 0 | 0 | 0 | 0 | 0 | 0 | 0 | 0 | 0 | 0 | 0 | 0 | 0 | 0 | 0 | 0 | 0 | 0 | 0 | 0 | 0 | 0 | 0 | 0 | 0 | 0 | 0 | 0 | 0 | 0 | 0 | 0 | 0 | 0 | 0 | 0 | 0 | 0 | 0 | 0 | 0 | 0 | 0 | 0 | 0 | 0 | 0 | 0 | 0 | 0 | 0 | 0 | 0 | 0 | 0
| Total maintenance cost | $, AUD | Discounted, Escalated | 0 | 2111.4232 | 2026.4127 | 1944.825 | 1866.5221 | 2605.6318 | 2500.7234 | 2400.0388 | 2303.408 | 2210.6678 | 2121.6615 | 0 | 0 | 0 | 0 | 0 | 0 | 0 | 0 | 0 | 0 | 0 | 0 | 0 | 0 | 0 | 0 | 0 | 0 | 0 | 0 | 0 | 0 | 0 | 0 | 0 | 0 | 0 | 0 | 0 | 0 | 0 | 0 | 0 | 0 | 0 | 0 | 0 | 0 | 0 | 0 | 0 | 0 | 0 | 0 | 0 | 0 | 0 | 0 | 0 | 0 | 0 | 0 | 0 | 0 | 0 | 0 | 0 | 0 | 0 | 0 | 0 | 0 | 0 | 0 | 0 | 0 | 0 | 0 | 0 | 0 | 0 | 0 | 0 | 0 | 0 | 0 | 0 | 0 | 0 | 0 | 0 | 0 | 0 | 0 | 0 | 0 | 0 | 0 | 0
| Total end-of-life cost | $, AUD | Discounted, Escalated | 0 | 0 | 0 | 0 | 0 | 0 | 0 | 0 | 0 | 0 | 0 | 0 | 0 | 0 | 0 | 0 | 0 | 0 | 0 | 0 | 0 | 0 | 0 | 0 | 0 | 0 | 0 | 0 | 0 | 0 | 0 | 0 | 0 | 0 | 0 | 0 | 0 | 0 | 0 | 0 | 0 | 0 | 0 | 0 | 0 | 0 | 0 | 0 | 0 | 0 | 0 | 0 | 0 | 0 | 0 | 0 | 0 | 0 | 0 | 0 | 0 | 0 | 0 | 0 | 0 | 0 | 0 | 0 | 0 | 0 | 0 | 0 | 0 | 0 | 0 | 0 | 0 | 0 | 0 | 0 | 0 | 0 | 0 | 0 | 0 | 0 | 0 | 0 | 0 | 0 | 0 | 0 | 0 | 0 | 0 | 0 | 0 | 0 | 0 | 0
| Net cost | $, AUD | Discounted, Escalated | 29193.8062 | 24125.8805 | 2026.4127 | 1944.825 | 1866.5221 | 4303.5851 | 5216.7068 | 7091.9764 | 4805.0914 | 3651.2439 | 2121.6615 | 0 | 0 | 0 | 0 | 0 | 0 | 0 | 0 | 0 | 0 | 0 | 0 | 0 | 0 | 0 | 0 | 0 | 0 | 0 | 0 | 0 | 0 | 0 | 0 | 0 | 0 | 0 | 0 | 0 | 0 | 0 | 0 | 0 | 0 | 0 | 0 | 0 | 0 | 0 | 0 | 0 | 0 | 0 | 0 | 0 | 0 | 0 | 0 | 0 | 0 | 0 | 0 | 0 | 0 | 0 | 0 | 0 | 0 | 0 | 0 | 0 | 0 | 0 | 0 | 0 | 0 | 0 | 0 | 0 | 0 | 0 | 0 | 0 | 0 | 0 | 0 | 0 | 0 | 0 | 0 | 0 | 0 | 0 | 0 | 0 | 0 | 0 | 0 | 0
| Cumulative net cost | $, AUD | Discounted, Escalated | 29193.8062 | 53319.6867 | 55346.0995 | 57290.9244 | 59157.4465 | 63461.0316 | 68677.7384 | 75769.7148 | 80574.8062 | 84226.0501 | 86347.7117 | 86347.7117 | 86347.7117 | 86347.7117 | 86347.7117 | 86347.7117 | 86347.7117 | 86347.7117 | 86347.7117 | 86347.7117 | 86347.7117 | 86347.7117 | 86347.7117 | 86347.7117 | 86347.7117 | 86347.7117 | 86347.7117 | 86347.7117 | 86347.7117 | 86347.7117 | 86347.7117 | 86347.7117 | 86347.7117 | 86347.7117 | 86347.7117 | 86347.7117 | 86347.7117 | 86347.7117 | 86347.7117 | 86347.7117 | 86347.7117 | 86347.7117 | 86347.7117 | 86347.7117 | 86347.7117 | 86347.7117 | 86347.7117 | 86347.7117 | 86347.7117 | 86347.7117 | 86347.7117 | 86347.7117 | 86347.7117 | 86347.7117 | 86347.7117 | 86347.7117 | 86347.7117 | 86347.7117 | 86347.7117 | 86347.7117 | 86347.7117 | 86347.7117 | 86347.7117 | 86347.7117 | 86347.7117 | 86347.7117 | 86347.7117 | 86347.7117 | 86347.7117 | 86347.7117 | 86347.7117 | 86347.7117 | 86347.7117 | 86347.7117 | 86347.7117 | 86347.7117 | 86347.7117 | 86347.7117 | 86347.7117 | 86347.7117 | 86347.7117 | 86347.7117 | 86347.7117 | 86347.7117 | 86347.7117 | 86347.7117 | 86347.7117 | 86347.7117 | 86347.7117 | 86347.7117 | 86347.7117 | 86347.7117 | 86347.7117 | 86347.7117 | 86347.7117 | 86347.7117 | 86347.7117 | 86347.7117 | 86347.7117 | 86347.7117
| Total economic cost of carbon | $, AUD | Undiscounted, Escalated | 34.7727 | 28.7708 | 1.0633 | 1.1332 | 1.2729 | 5.2374 | 9.4467 | 18.3582 | 12.4382 | 8.925 | 2.6622 | 0 | 0 | 0 | 0 | 0 | 0 | 0 | 0 | 0 | 0 | 0 | 0 | 0 | 0 | 0 | 0 | 0 | 0 | 0 | 0 | 0 | 0 | 0 | 0 | 0 | 0 | 0 | 0 | 0 | 0 | 0 | 0 | 0 | 0 | 0 | 0 | 0 | 0 | 0 | 0 | 0 | 0 | 0 | 0 | 0 | 0 | 0 | 0 | 0 | 0 | 0 | 0 | 0 | 0 | 0 | 0 | 0 | 0 | 0 | 0 | 0 | 0 | 0 | 0 | 0 | 0 | 0 | 0 | 0 | 0 | 0 | 0 | 0 | 0 | 0 | 0 | 0 | 0 | 0 | 0 | 0 | 0 | 0 | 0 | 0 | 0 | 0 | 0 | 0
| Total tonnes of CO2-equivalent emissions | Tonnes |  | 0.2643 | 0.21539 | 0.007728 | 0.007728 | 0.007728 | 0.026606 | 0.039192 | 0.064363 | 0.039192 | 0.026606 | 0.007728 | 0 | 0 | 0 | 0 | 0 | 0 | 0 | 0 | 0 | 0 | 0 | 0 | 0 | 0 | 0 | 0 | 0 | 0 | 0 | 0 | 0 | 0 | 0 | 0 | 0 | 0 | 0 | 0 | 0 | 0 | 0 | 0 | 0 | 0 | 0 | 0 | 0 | 0 | 0 | 0 | 0 | 0 | 0 | 0 | 0 | 0 | 0 | 0 | 0 | 0 | 0 | 0 | 0 | 0 | 0 | 0 | 0 | 0 | 0 | 0 | 0 | 0 | 0 | 0 | 0 | 0 | 0 | 0 | 0 | 0 | 0 | 0 | 0 | 0 | 0 | 0 | 0 | 0 | 0 | 0 | 0 | 0 | 0 | 0 | 0 | 0 | 0 | 0 | 0
| Option 4: | Unit | Output Format | 2025-07-01 | 2026-07-01 | 2027-07-01 | 2028-07-01 | 2029-07-01 | 2030-07-01 | 2031-07-01 | 2032-07-01 | 2033-07-01 | 2034-07-01 | 2035-07-01
| Total acquisition cost | $, AUD | Discounted, Escalated | 0 | 0 | 0 | 0 | 0 | 0 | 0 | 0 | 0 | 0 | 0 | 0 | 0 | 0 | 0 | 0 | 0 | 0 | 0 | 0 | 0 | 0 | 0 | 0 | 0 | 0 | 0 | 0 | 0 | 0 | 0 | 0 | 0 | 0 | 0 | 0 | 0 | 0 | 0 | 0 | 0 | 0 | 0 | 0 | 0 | 0 | 0 | 0 | 0 | 0 | 0 | 0 | 0 | 0 | 0 | 0 | 0 | 0 | 0 | 0 | 0 | 0 | 0 | 0 | 0 | 0 | 0 | 0 | 0 | 0 | 0 | 0 | 0 | 0 | 0 | 0 | 0 | 0 | 0 | 0 | 0 | 0 | 0 | 0 | 0 | 0 | 0 | 0 | 0 | 0 | 0 | 0 | 0 | 0 | 0 | 0 | 0 | 0 | 0 | 0
| Total operation cost | $, AUD | Discounted, Escalated | 0 | 0 | 0 | 0 | 0 | 0 | 0 | 0 | 0 | 0 | 0 | 0 | 0 | 0 | 0 | 0 | 0 | 0 | 0 | 0 | 0 | 0 | 0 | 0 | 0 | 0 | 0 | 0 | 0 | 0 | 0 | 0 | 0 | 0 | 0 | 0 | 0 | 0 | 0 | 0 | 0 | 0 | 0 | 0 | 0 | 0 | 0 | 0 | 0 | 0 | 0 | 0 | 0 | 0 | 0 | 0 | 0 | 0 | 0 | 0 | 0 | 0 | 0 | 0 | 0 | 0 | 0 | 0 | 0 | 0 | 0 | 0 | 0 | 0 | 0 | 0 | 0 | 0 | 0 | 0 | 0 | 0 | 0 | 0 | 0 | 0 | 0 | 0 | 0 | 0 | 0 | 0 | 0 | 0 | 0 | 0 | 0 | 0 | 0 | 0
| Total maintenance cost | $, AUD | Discounted, Escalated | 0 | 0 | 0 | 0 | 0 | 0 | 0 | 0 | 0 | 0 | 0 | 0 | 0 | 0 | 0 | 0 | 0 | 0 | 0 | 0 | 0 | 0 | 0 | 0 | 0 | 0 | 0 | 0 | 0 | 0 | 0 | 0 | 0 | 0 | 0 | 0 | 0 | 0 | 0 | 0 | 0 | 0 | 0 | 0 | 0 | 0 | 0 | 0 | 0 | 0 | 0 | 0 | 0 | 0 | 0 | 0 | 0 | 0 | 0 | 0 | 0 | 0 | 0 | 0 | 0 | 0 | 0 | 0 | 0 | 0 | 0 | 0 | 0 | 0 | 0 | 0 | 0 | 0 | 0 | 0 | 0 | 0 | 0 | 0 | 0 | 0 | 0 | 0 | 0 | 0 | 0 | 0 | 0 | 0 | 0 | 0 | 0 | 0 | 0 | 0
| Total end-of-life cost | $, AUD | Discounted, Escalated | 0 | 0 | 0 | 0 | 0 | 0 | 0 | 0 | 0 | 0 | 0 | 0 | 0 | 0 | 0 | 0 | 0 | 0 | 0 | 0 | 0 | 0 | 0 | 0 | 0 | 0 | 0 | 0 | 0 | 0 | 0 | 0 | 0 | 0 | 0 | 0 | 0 | 0 | 0 | 0 | 0 | 0 | 0 | 0 | 0 | 0 | 0 | 0 | 0 | 0 | 0 | 0 | 0 | 0 | 0 | 0 | 0 | 0 | 0 | 0 | 0 | 0 | 0 | 0 | 0 | 0 | 0 | 0 | 0 | 0 | 0 | 0 | 0 | 0 | 0 | 0 | 0 | 0 | 0 | 0 | 0 | 0 | 0 | 0 | 0 | 0 | 0 | 0 | 0 | 0 | 0 | 0 | 0 | 0 | 0 | 0 | 0 | 0 | 0 | 0
| Net cost | $, AUD | Discounted, Escalated | 0 | 0 | 0 | 0 | 0 | 0 | 0 | 0 | 0 | 0 | 0 | 0 | 0 | 0 | 0 | 0 | 0 | 0 | 0 | 0 | 0 | 0 | 0 | 0 | 0 | 0 | 0 | 0 | 0 | 0 | 0 | 0 | 0 | 0 | 0 | 0 | 0 | 0 | 0 | 0 | 0 | 0 | 0 | 0 | 0 | 0 | 0 | 0 | 0 | 0 | 0 | 0 | 0 | 0 | 0 | 0 | 0 | 0 | 0 | 0 | 0 | 0 | 0 | 0 | 0 | 0 | 0 | 0 | 0 | 0 | 0 | 0 | 0 | 0 | 0 | 0 | 0 | 0 | 0 | 0 | 0 | 0 | 0 | 0 | 0 | 0 | 0 | 0 | 0 | 0 | 0 | 0 | 0 | 0 | 0 | 0 | 0 | 0 | 0 | 0
| Cumulative net cost | $, AUD | Discounted, Escalated | 0 | 0 | 0 | 0 | 0 | 0 | 0 | 0 | 0 | 0 | 0 | 0 | 0 | 0 | 0 | 0 | 0 | 0 | 0 | 0 | 0 | 0 | 0 | 0 | 0 | 0 | 0 | 0 | 0 | 0 | 0 | 0 | 0 | 0 | 0 | 0 | 0 | 0 | 0 | 0 | 0 | 0 | 0 | 0 | 0 | 0 | 0 | 0 | 0 | 0 | 0 | 0 | 0 | 0 | 0 | 0 | 0 | 0 | 0 | 0 | 0 | 0 | 0 | 0 | 0 | 0 | 0 | 0 | 0 | 0 | 0 | 0 | 0 | 0 | 0 | 0 | 0 | 0 | 0 | 0 | 0 | 0 | 0 | 0 | 0 | 0 | 0 | 0 | 0 | 0 | 0 | 0 | 0 | 0 | 0 | 0 | 0 | 0 | 0 | 0
| Total economic cost of carbon | $, AUD | Undiscounted, Escalated | 0 | 0 | 0 | 0 | 0 | 0 | 0 | 0 | 0 | 0 | 0 | 0 | 0 | 0 | 0 | 0 | 0 | 0 | 0 | 0 | 0 | 0 | 0 | 0 | 0 | 0 | 0 | 0 | 0 | 0 | 0 | 0 | 0 | 0 | 0 | 0 | 0 | 0 | 0 | 0 | 0 | 0 | 0 | 0 | 0 | 0 | 0 | 0 | 0 | 0 | 0 | 0 | 0 | 0 | 0 | 0 | 0 | 0 | 0 | 0 | 0 | 0 | 0 | 0 | 0 | 0 | 0 | 0 | 0 | 0 | 0 | 0 | 0 | 0 | 0 | 0 | 0 | 0 | 0 | 0 | 0 | 0 | 0 | 0 | 0 | 0 | 0 | 0 | 0 | 0 | 0 | 0 | 0 | 0 | 0 | 0 | 0 | 0 | 0 | 0
| Total tonnes of CO2-equivalent emissions | Tonnes |  | 0 | 0 | 0 | 0 | 0 | 0 | 0 | 0 | 0 | 0 | 0 | 0 | 0 | 0 | 0 | 0 | 0 | 0 | 0 | 0 | 0 | 0 | 0 | 0 | 0 | 0 | 0 | 0 | 0 | 0 | 0 | 0 | 0 | 0 | 0 | 0 | 0 | 0 | 0 | 0 | 0 | 0 | 0 | 0 | 0 | 0 | 0 | 0 | 0 | 0 | 0 | 0 | 0 | 0 | 0 | 0 | 0 | 0 | 0 | 0 | 0 | 0 | 0 | 0 | 0 | 0 | 0 | 0 | 0 | 0 | 0 | 0 | 0 | 0 | 0 | 0 | 0 | 0 | 0 | 0 | 0 | 0 | 0 | 0 | 0 | 0 | 0 | 0 | 0 | 0 | 0 | 0 | 0 | 0 | 0 | 0 | 0 | 0 | 0 | 0
| Option 5: | Unit | Output Format | 2025-07-01 | 2026-07-01 | 2027-07-01 | 2028-07-01 | 2029-07-01 | 2030-07-01 | 2031-07-01 | 2032-07-01 | 2033-07-01 | 2034-07-01 | 2035-07-01
| Total acquisition cost | $, AUD | Discounted, Escalated | 0 | 0 | 0 | 0 | 0 | 0 | 0 | 0 | 0 | 0 | 0 | 0 | 0 | 0 | 0 | 0 | 0 | 0 | 0 | 0 | 0 | 0 | 0 | 0 | 0 | 0 | 0 | 0 | 0 | 0 | 0 | 0 | 0 | 0 | 0 | 0 | 0 | 0 | 0 | 0 | 0 | 0 | 0 | 0 | 0 | 0 | 0 | 0 | 0 | 0 | 0 | 0 | 0 | 0 | 0 | 0 | 0 | 0 | 0 | 0 | 0 | 0 | 0 | 0 | 0 | 0 | 0 | 0 | 0 | 0 | 0 | 0 | 0 | 0 | 0 | 0 | 0 | 0 | 0 | 0 | 0 | 0 | 0 | 0 | 0 | 0 | 0 | 0 | 0 | 0 | 0 | 0 | 0 | 0 | 0 | 0 | 0 | 0 | 0 | 0
| Total operation cost | $, AUD | Discounted, Escalated | 0 | 0 | 0 | 0 | 0 | 0 | 0 | 0 | 0 | 0 | 0 | 0 | 0 | 0 | 0 | 0 | 0 | 0 | 0 | 0 | 0 | 0 | 0 | 0 | 0 | 0 | 0 | 0 | 0 | 0 | 0 | 0 | 0 | 0 | 0 | 0 | 0 | 0 | 0 | 0 | 0 | 0 | 0 | 0 | 0 | 0 | 0 | 0 | 0 | 0 | 0 | 0 | 0 | 0 | 0 | 0 | 0 | 0 | 0 | 0 | 0 | 0 | 0 | 0 | 0 | 0 | 0 | 0 | 0 | 0 | 0 | 0 | 0 | 0 | 0 | 0 | 0 | 0 | 0 | 0 | 0 | 0 | 0 | 0 | 0 | 0 | 0 | 0 | 0 | 0 | 0 | 0 | 0 | 0 | 0 | 0 | 0 | 0 | 0 | 0
| Total maintenance cost | $, AUD | Discounted, Escalated | 0 | 0 | 0 | 0 | 0 | 0 | 0 | 0 | 0 | 0 | 0 | 0 | 0 | 0 | 0 | 0 | 0 | 0 | 0 | 0 | 0 | 0 | 0 | 0 | 0 | 0 | 0 | 0 | 0 | 0 | 0 | 0 | 0 | 0 | 0 | 0 | 0 | 0 | 0 | 0 | 0 | 0 | 0 | 0 | 0 | 0 | 0 | 0 | 0 | 0 | 0 | 0 | 0 | 0 | 0 | 0 | 0 | 0 | 0 | 0 | 0 | 0 | 0 | 0 | 0 | 0 | 0 | 0 | 0 | 0 | 0 | 0 | 0 | 0 | 0 | 0 | 0 | 0 | 0 | 0 | 0 | 0 | 0 | 0 | 0 | 0 | 0 | 0 | 0 | 0 | 0 | 0 | 0 | 0 | 0 | 0 | 0 | 0 | 0 | 0
| Total end-of-life cost | $, AUD | Discounted, Escalated | 0 | 0 | 0 | 0 | 0 | 0 | 0 | 0 | 0 | 0 | 0 | 0 | 0 | 0 | 0 | 0 | 0 | 0 | 0 | 0 | 0 | 0 | 0 | 0 | 0 | 0 | 0 | 0 | 0 | 0 | 0 | 0 | 0 | 0 | 0 | 0 | 0 | 0 | 0 | 0 | 0 | 0 | 0 | 0 | 0 | 0 | 0 | 0 | 0 | 0 | 0 | 0 | 0 | 0 | 0 | 0 | 0 | 0 | 0 | 0 | 0 | 0 | 0 | 0 | 0 | 0 | 0 | 0 | 0 | 0 | 0 | 0 | 0 | 0 | 0 | 0 | 0 | 0 | 0 | 0 | 0 | 0 | 0 | 0 | 0 | 0 | 0 | 0 | 0 | 0 | 0 | 0 | 0 | 0 | 0 | 0 | 0 | 0 | 0 | 0
| Net cost | $, AUD | Discounted, Escalated | 0 | 0 | 0 | 0 | 0 | 0 | 0 | 0 | 0 | 0 | 0 | 0 | 0 | 0 | 0 | 0 | 0 | 0 | 0 | 0 | 0 | 0 | 0 | 0 | 0 | 0 | 0 | 0 | 0 | 0 | 0 | 0 | 0 | 0 | 0 | 0 | 0 | 0 | 0 | 0 | 0 | 0 | 0 | 0 | 0 | 0 | 0 | 0 | 0 | 0 | 0 | 0 | 0 | 0 | 0 | 0 | 0 | 0 | 0 | 0 | 0 | 0 | 0 | 0 | 0 | 0 | 0 | 0 | 0 | 0 | 0 | 0 | 0 | 0 | 0 | 0 | 0 | 0 | 0 | 0 | 0 | 0 | 0 | 0 | 0 | 0 | 0 | 0 | 0 | 0 | 0 | 0 | 0 | 0 | 0 | 0 | 0 | 0 | 0 | 0
| Cumulative net cost | $, AUD | Discounted, Escalated | 0 | 0 | 0 | 0 | 0 | 0 | 0 | 0 | 0 | 0 | 0 | 0 | 0 | 0 | 0 | 0 | 0 | 0 | 0 | 0 | 0 | 0 | 0 | 0 | 0 | 0 | 0 | 0 | 0 | 0 | 0 | 0 | 0 | 0 | 0 | 0 | 0 | 0 | 0 | 0 | 0 | 0 | 0 | 0 | 0 | 0 | 0 | 0 | 0 | 0 | 0 | 0 | 0 | 0 | 0 | 0 | 0 | 0 | 0 | 0 | 0 | 0 | 0 | 0 | 0 | 0 | 0 | 0 | 0 | 0 | 0 | 0 | 0 | 0 | 0 | 0 | 0 | 0 | 0 | 0 | 0 | 0 | 0 | 0 | 0 | 0 | 0 | 0 | 0 | 0 | 0 | 0 | 0 | 0 | 0 | 0 | 0 | 0 | 0 | 0
| Total economic cost of carbon | $, AUD | Undiscounted, Escalated | 0 | 0 | 0 | 0 | 0 | 0 | 0 | 0 | 0 | 0 | 0 | 0 | 0 | 0 | 0 | 0 | 0 | 0 | 0 | 0 | 0 | 0 | 0 | 0 | 0 | 0 | 0 | 0 | 0 | 0 | 0 | 0 | 0 | 0 | 0 | 0 | 0 | 0 | 0 | 0 | 0 | 0 | 0 | 0 | 0 | 0 | 0 | 0 | 0 | 0 | 0 | 0 | 0 | 0 | 0 | 0 | 0 | 0 | 0 | 0 | 0 | 0 | 0 | 0 | 0 | 0 | 0 | 0 | 0 | 0 | 0 | 0 | 0 | 0 | 0 | 0 | 0 | 0 | 0 | 0 | 0 | 0 | 0 | 0 | 0 | 0 | 0 | 0 | 0 | 0 | 0 | 0 | 0 | 0 | 0 | 0 | 0 | 0 | 0 | 0
| Total tonnes of CO2-equivalent emissions | Tonnes |  | 0 | 0 | 0 | 0 | 0 | 0 | 0 | 0 | 0 | 0 | 0 | 0 | 0 | 0 | 0 | 0 | 0 | 0 | 0 | 0 | 0 | 0 | 0 | 0 | 0 | 0 | 0 | 0 | 0 | 0 | 0 | 0 | 0 | 0 | 0 | 0 | 0 | 0 | 0 | 0 | 0 | 0 | 0 | 0 | 0 | 0 | 0 | 0 | 0 | 0 | 0 | 0 | 0 | 0 | 0 | 0 | 0 | 0 | 0 | 0 | 0 | 0 | 0 | 0 | 0 | 0 | 0 | 0 | 0 | 0 | 0 | 0 | 0 | 0 | 0 | 0 | 0 | 0 | 0 | 0 | 0 | 0 | 0 | 0 | 0 | 0 | 0 | 0 | 0 | 0 | 0 | 0 | 0 | 0 | 0 | 0 | 0 | 0 | 0 | 0

## References
References
Reference Number | Website Link
1 | https://www.dcceew.gov.au/climate-change/publications/national-greenhouse-accounts-factors-2023
2 | https://www.infrastructure.nsw.gov.au/media/ak2o0bqg/decarbonising-infrastructure-delivery-measurement-guidance.pdf
3 | https://www.treasury.nsw.gov.au/nsw-economy/about-nsw-economy/economic-outlook
4 | Carbon emissions in the Investment Framework
5 | https://www.abs.gov.au/statistics/economy/price-indexes-and-inflation/consumer-price-index-australia/latest-release
6 | Electricity rates and the proportion of renewable electricity should be based on the whole of government electricity contracts to provide the most accurate costs, unless the option is using a separate power supply contract

## Dynamic Charts (hidden)
This sheet is used to create the dynamic graphs as seen on the Results sheet.
Output mode
| Discounted or undiscounted output | Discounted
1 | Cost Charts
2 | Cost Data
|  | 2025-07-01 | 2026-07-01 | 2027-07-01 | 2028-07-01 | 2029-07-01 | 2030-07-01 | 2031-07-01 | 2032-07-01 | 2033-07-01 | 2034-07-01 | 2035-07-01
| Option 1 | 2025-07-01 | 2026-07-01 | 2027-07-01 | 2028-07-01 | 2029-07-01 | 2030-07-01 | 2031-07-01 | 2032-07-01 | 2033-07-01 | 2034-07-01 | 2035-07-01
| Net cost (Discounted, Escalated) | 40448.8177 | 25145.1311 | 2026.4127 | 1944.825 | 1866.5221 | 1791.3718 | 1719.2473 | 1650.0267 | 1583.593 | 1519.8341 | 1458.6423
| Cumulative net cost (secondary axis) | 40448.8177 | 65593.9488 | 67620.3615 | 69565.1865 | 71431.7086 | 73223.0804 | 74942.3277 | 76592.3544 | 78175.9475 | 79695.7816 | 81154.4239
| Option 2 | 2025-07-01 | 2026-07-01 | 2027-07-01 | 2028-07-01 | 2029-07-01 | 2030-07-01 | 2031-07-01 | 2032-07-01 | 2033-07-01 | 2034-07-01 | 2035-07-01
| Net cost (Discounted, Escalated) | 63069.9181 | 49426.4981 | 1381.645 | 1326.017 | 1272.6287 | 1221.3899 | 1172.2141 | 1125.0182 | 6171.298 | 1036.2505 | -21430.7707
| Cumulative net cost (secondary axis) | 63069.9181 | 112496.4163 | 113878.0613 | 115204.0783 | 116476.707 | 117698.0969 | 118870.311 | 119995.3292 | 126166.6272 | 127202.8778 | 105772.1071
| Option 3 | 2025-07-01 | 2026-07-01 | 2027-07-01 | 2028-07-01 | 2029-07-01 | 2030-07-01 | 2031-07-01 | 2032-07-01 | 2033-07-01 | 2034-07-01 | 2035-07-01
| Net cost (Discounted, Escalated) | 29193.8062 | 24125.8805 | 2026.4127 | 1944.825 | 1866.5221 | 4303.5851 | 5216.7068 | 7091.9764 | 4805.0914 | 3651.2439 | 2121.6615
| Cumulative net cost (secondary axis) | 29193.8062 | 53319.6867 | 55346.0995 | 57290.9244 | 59157.4465 | 63461.0316 | 68677.7384 | 75769.7148 | 80574.8062 | 84226.0501 | 86347.7117
| Option 4 | 2025-07-01 | 2026-07-01 | 2027-07-01 | 2028-07-01 | 2029-07-01 | 2030-07-01 | 2031-07-01 | 2032-07-01 | 2033-07-01 | 2034-07-01 | 2035-07-01
| Net cost (Discounted, Escalated) | 0 | 0 | 0 | 0 | 0 | 0 | 0 | 0 | 0 | 0 | 0
| Cumulative net cost (secondary axis) | 0 | 0 | 0 | 0 | 0 | 0 | 0 | 0 | 0 | 0 | 0
| Option 5 | 2025-07-01 | 2026-07-01 | 2027-07-01 | 2028-07-01 | 2029-07-01 | 2030-07-01 | 2031-07-01 | 2032-07-01 | 2033-07-01 | 2034-07-01 | 2035-07-01
| Net cost (Discounted, Escalated) | 0 | 0 | 0 | 0 | 0 | 0 | 0 | 0 | 0 | 0 | 0
| Cumulative net cost (secondary axis) | 0 | 0 | 0 | 0 | 0 | 0 | 0 | 0 | 0 | 0 | 0
3 | Carbon Charts
4 | Carbon Data
|  | 2025-07-01 | 2026-07-01 | 2027-07-01 | 2028-07-01 | 2029-07-01 | 2030-07-01 | 2031-07-01 | 2032-07-01 | 2033-07-01 | 2034-07-01 | 2035-07-01
| Option 1 | 2025-07-01 | 2026-07-01 | 2027-07-01 | 2028-07-01 | 2029-07-01 | 2030-07-01 | 2031-07-01 | 2032-07-01 | 2033-07-01 | 2034-07-01 | 2035-07-01
| Total tonnes of CO2-equivalent emissions | 2.2934 | 1.3685 | 0.007728 | 0.007728 | 0.007728 | 0.007728 | 0.007728 | 0.007728 | 0.007728 | 0.007728 | 0.007728
| Cumulative tonnes of CO2-equivalent emissions | 2.2934 | 3.662 | 3.6697 | 3.6774 | 3.6852 | 3.6929 | 3.7006 | 3.7083 | 3.7161 | 3.7238 | 3.7315
| Option 2 | 2025-07-01 | 2026-07-01 | 2027-07-01 | 2028-07-01 | 2029-07-01 | 2030-07-01 | 2031-07-01 | 2032-07-01 | 2033-07-01 | 2034-07-01 | 2035-07-01
| Total tonnes of CO2-equivalent emissions | 3.3869 | 2.6851 | 0 | 0 | 0 | 0 | 0 | 0 | 0.3036 | 0 | 0
| Cumulative tonnes of CO2-equivalent emissions | 3.3869 | 6.072 | 6.072 | 6.072 | 6.072 | 6.072 | 6.072 | 6.072 | 6.3756 | 6.3756 | 6.3756
| Option 3 | 2025-07-01 | 2026-07-01 | 2027-07-01 | 2028-07-01 | 2029-07-01 | 2030-07-01 | 2031-07-01 | 2032-07-01 | 2033-07-01 | 2034-07-01 | 2035-07-01
| Total tonnes of CO2-equivalent emissions | 0.2643 | 0.21539 | 0.007728 | 0.007728 | 0.007728 | 0.026606 | 0.039192 | 0.064363 | 0.039192 | 0.026606 | 0.007728
| Cumulative tonnes of CO2-equivalent emissions | 0.2643 | 0.47969 | 0.48742 | 0.49514 | 0.50287 | 0.52948 | 0.56867 | 0.63303 | 0.67223 | 0.69883 | 0.70656
| Option 4 | 2025-07-01 | 2026-07-01 | 2027-07-01 | 2028-07-01 | 2029-07-01 | 2030-07-01 | 2031-07-01 | 2032-07-01 | 2033-07-01 | 2034-07-01 | 2035-07-01
| Total tonnes of CO2-equivalent emissions | 0 | 0 | 0 | 0 | 0 | 0 | 0 | 0 | 0 | 0 | 0
| Cumulative tonnes of CO2-equivalent emissions | 0 | 0 | 0 | 0 | 0 | 0 | 0 | 0 | 0 | 0 | 0
| Option 5 | 2025-07-01 | 2026-07-01 | 2027-07-01 | 2028-07-01 | 2029-07-01 | 2030-07-01 | 2031-07-01 | 2032-07-01 | 2033-07-01 | 2034-07-01 | 2035-07-01
| Total tonnes of CO2-equivalent emissions | 0 | 0 | 0 | 0 | 0 | 0 | 0 | 0 | 0 | 0 | 0
| Cumulative tonnes of CO2-equivalent emissions | 0 | 0 | 0 | 0 | 0 | 0 | 0 | 0 | 0 | 0 | 0
5 | Combined charts
6 | Combined data
| Cumulative net cost | 2025-07-01 | 2026-07-01 | 2027-07-01 | 2028-07-01 | 2029-07-01 | 2030-07-01 | 2031-07-01 | 2032-07-01 | 2033-07-01 | 2034-07-01 | 2035-07-01
| Option 1 | 40448.8177 | 65593.9488 | 67620.3615 | 69565.1865 | 71431.7086 | 73223.0804 | 74942.3277 | 76592.3544 | 78175.9475 | 79695.7816 | 81154.4239
| Option 2 | 63069.9181 | 112496.4163 | 113878.0613 | 115204.0783 | 116476.707 | 117698.0969 | 118870.311 | 119995.3292 | 126166.6272 | 127202.8778 | 105772.1071
| Option 3 | 29193.8062 | 53319.6867 | 55346.0995 | 57290.9244 | 59157.4465 | 63461.0316 | 68677.7384 | 75769.7148 | 80574.8062 | 84226.0501 | 86347.7117
| Option 4 | 0 | 0 | 0 | 0 | 0 | 0 | 0 | 0 | 0 | 0 | 0
| Option 5 | 0 | 0 | 0 | 0 | 0 | 0 | 0 | 0 | 0 | 0 | 0
| Cumulative tonnes of CO2-equivalent emissions | 2025-07-01 | 2026-07-01 | 2027-07-01 | 2028-07-01 | 2029-07-01 | 2030-07-01 | 2031-07-01 | 2032-07-01 | 2033-07-01 | 2034-07-01 | 2035-07-01
| Option 1 | 2.2934 | 3.662 | 3.6697 | 3.6774 | 3.6852 | 3.6929 | 3.7006 | 3.7083 | 3.7161 | 3.7238 | 3.7315
| Option 2 | 3.3869 | 6.072 | 6.072 | 6.072 | 6.072 | 6.072 | 6.072 | 6.072 | 6.3756 | 6.3756 | 6.3756
| Option 3 | 0.2643 | 0.47969 | 0.48742 | 0.49514 | 0.50287 | 0.52948 | 0.56867 | 0.63303 | 0.67223 | 0.69883 | 0.70656
| Option 4 | 0 | 0 | 0 | 0 | 0 | 0 | 0 | 0 | 0 | 0 | 0
| Option 5 | 0 | 0 | 0 | 0 | 0 | 0 | 0 | 0 | 0 | 0 | 0
Note on D10: [Threaded comment] Your version of Excel allows you to read this threaded comment; however, any edits to it will get removed if the file is opened in a newer version of Excel. Learn more: https://go.microsoft.com/fwlink/?linkid=870924 Comment: Should this sheet be hidden?
Sheet Overview